## CRONOGRAMA CAL
FUNDACIÓN HOSPITAL INFANTIL UNIVERSITARIO DE SAN JOSÉ
NIT 900098476-8
GESTION DE LA TECNOLOGIA
CRONOGRAMA DE CALIBRACIÓN Y/O CALIFICACIÓN DE EQUIPOS BIOMEDICOS
AÑO: 2026
N° | AREA | UBICACIÓN | NOMBRE ACTIVO | MARCA | MODELO | SERIE | ACTIVO FIJO | PROVEEDOR | CALIBRACIÓN O CALIFICACIÓN | AM | FECHA DE ULTIMA CALIBRACION Y/O CALIFICACIÓN | N° CERTIFICADO | FACTURA | ENE | FEB | MAR | ABR | MAY | JUN | JUL | AGO | SEP | OCT | NOV | DIC
1 | CONSULTA EXTERNA | CONSULTORIO 10 (BIOEMDICA) | AUDIOMETRO | GRASON STADLER | GSI38 | AS097717 | 6025 | MEDIHUMANA | CALIBRACIÓN | 2023-550 | 2023-02-15 | MA-CC-1869 | [6 empty] | X
2 | CENTRAL DE ESTERILIZACION | CENTRAL DE ESTERILIZACION | AUTOCLAVE | TUTTNAUER | T-MAX 6 2VSP | 2907032 | 9771 | AINSER | RE CALIFICACIÓN | 2023-2342 | 2023-07-01 | 2315 | [12 empty] | X
3 | BANCO DE SANGRE | BANCO DE SANGRE | AGITADOR DE PLAQUETAS | HELMER | PF15I | 1017681 | 13550 | AINSER | RE CALIFICACIÓN | 2022-2571 | 2022-09-12 | 1757 | [10 empty] | X
4 | BANCO DE SANGRE | BANCO DE SANGRE | BALANZA DE PRECISION | MINEBEA LATE | SIGNUM 1 | 37466307 | COMODATO | TERUMO | CALIBRACIÓN | 2024-2073 | 2024-10-24 | LB-2087-24 | [10 empty] | X
5 | BANCO DE SANGRE | BANCO DE SANGRE | BALANZA PARA DONACION DE SANGRE | TERUMO | T-RACII | 201702196 | COMODATO | TERUMO | CALIBRACIÓN | SI | 2026-02-17 | LB-0114-26 |  |  | 17
6 | BANCO DE SANGRE | BANCO DE SANGRE | BALANZA PARA DONACION DE SANGRE | TERUMO | T-RACII | 201702197 | COMODATO | TERUMO | CALIBRACIÓN | SI | 2026-02-17 | LB-0115-26 |  |  | 17
7 | BANCO DE SANGRE | BANCO DE SANGRE | BALANZA PARA DONACION DE SANGRE | TERUMO | T-RACII | 201702198 | COMODATO | TERUMO | CALIBRACIÓN | SI | 2026-02-17 | LB-0116-26 |  |  | 17
8 | BANCO DE SANGRE | BANCO DE SANGRE | BALANZA PARA DONACION DE SANGRE | TERUMO | T-RACII | 201702141 | COMODATO | TERUMO | CALIBRACIÓN | SI | 2026-02-17 | LB-0117-26 |  |  | 17
9 | BANCO DE SANGRE | BANCO DE SANGRE | BALANZA PARA DONACION DE SANGRE | TERUMO | T-RACII | 201702207 | COMODATO | TERUMO | CALIBRACIÓN | SI | 2026-02-17 | LB-0118-26 |  |  | 17
10 | BANCO DE SANGRE | BANCO DE SANGRE | BASCULA | NEWMED | 180KG/360LB | BANM2015884 | 14214 | CELSIUS | CALIBRACIÓN | SI | 2026-03-02 | CC 497105 |  |  |  | 2
11 | BANCO DE SANGRE | BANCO DE SANGRE | BASCULA | NEWMED | DT-05 | BANM2015731 | 14756 | CELSIUS | CALIBRACIÓN | SI | 2026-03-02 | CC 497106 |  |  |  | 2
12 | CENTRO MEDICO | CONSULTORIO 110 | BASCULA | SECA | 874 | 10000000293657 | 16863 | CELSIUS | CALIBRACIÓN | SI | 2026-03-25 | CC 498191 |  |  |  | 25
13 | NUTRICIÓN | NUTRICIÓN | BASCULA DIGITAL | SECA | 874DR | 10000000371735 | 17795 | CELSIUS | CALIBRACIÓN | SI | 2026-03-25 | CC 498197 |  |  |  | 25
14 | CONSULTA EXTERNA | CONSULTA EXTERNA | BASCULA DIGITAL | SECA | 874 | 10000001274924 | 19427 | CELSIUS | CALIBRACIÓN | SI | 2025-02-04 | CC 438183 |  |  |  | 2
15 | CENTRO MEDICO | CONSULTORIO 107 | BASCULA | HEALTH O METER | 142KL | 1420063179 | 13810 | CELSIUS | CALIBRACIÓN | SI | 2026-03-03 | CC 497134 |  |  |  | 3
16 | CENTRO MEDICO | CONSULTORIO 208 | BASCULA | NEWMED | DT-05 | BANM2015888 | 14813 | CELSIUS | CALIBRACIÓN | SI | 2026-03-03 | CC 497122 |  |  |  | 3
17 | CENTRO MEDICO | CONSULTORIO 213 | BASCULA | NEWMED | DT05 | BANM2015816 | 14196 | CELSIUS | CALIBRACIÓN | SI | 2026-03-03 | CC 497123 |  |  |  | 3
18 | CENTRO MEDICO | CONSULTORIO 216 | BASCULA | NEWMED | DT-05 | BANM2015750 | 14429 | CELSIUS | CALIBRACIÓN | SI | 2026-03-03 | CC 497130 |  |  |  | 3
19 | CONSULTA EXTERNA | CONSULTORIO 3 | BASCULA | HEALTH O METER | 142KL | 1420063086 | 13807 | CELSIUS | CALIBRACIÓN | SI | 2026-03-02 | CC 497119 |  |  |  | 2
20 | CONSULTA EXTERNA | CONSULTORIO 14 | BASCULA | HEALTH O METER | 142KL | 1420063178 | 13811 | CELSIUS | CALIBRACIÓN | SI | 2026-03-02 | CC 497114 |  |  |  | 2
21 | CENTRO MEDICO | CENTRO MEDICO 215 | BASCULA | HEALTH O METER | 142KL | 1420063129 | 13808 | CELSIUS | CALIBRACIÓN | SI | 2026-03-03 | CC 497124 |  |  |  | 3
22 | CONSULTA EXTERNA | CONSULTORIO 7 | BASCULA | NEW MED | DT-05 | BANM2015517 | 14106 | CELSIUS | CALIBRACIÓN | SI | 2026-03-03 | CC 497121 |  |  |  | 3
23 | CONSULTA EXTERNA | CONSULTORIO 4 | BASCULA | NEWMED | DT-05 | BANM2015868 | 15433 | CELSIUS | CALIBRACIÓN | SI | 2026-03-02 | CC 497116 |  |  |  | 2
24 | CX GINECOLOGIA | CONSULTORIO GINECOLOGIA | BASCULA | NEWMED | DT05 | BANM2015672 | 15479 | CELSIUS | CALIBRACIÓN | SI | 2026-03-24 | CC 498180 |  |  |  | 24
25 | CX GINECOLOGIA | CONSULTORIO GINECOLOGIA | BASCULA | NEWMED | DT-05 | BANM2015592 | 15276 | CELSIUS | CALIBRACIÓN | SI | 2026-03-24 | CC 498181 |  |  |  | 24
26 | HOSPITALIZACIÓN | HOSPITALIZACIÓN 4 ALTA | BASCULA | HEALT O METER | 142KL | 1420063087 | 14089 | CELSIUS | CALIBRACIÓN | SI | 2026-03-02 | CC 497112 |  |  |  | 2
27 | HOSPITALIZACIÓN | HOSPITALIZACIÓN 5A | BASCULA | NEWMED | DT-05 | BANM2015568 | 15012 | CELSIUS | CALIBRACIÓN | SI | 2026-03-06 | CC 497784 |  |  |  | 6
28 | HOSPITALIZACIÓN | HOSPITALIZACIÓN 4 ALTA | BASCULA | NEW MED | DT05 | BANM2015629 | 14903 | CELSIUS | CALIBRACIÓN | SI | 2026-03-06 | CC 497783 |  |  |  | 6
29 | HOSPITALIZACIÓN | HOSPITALIZACIÓN VIP | BASCULA | SOEHNLE | SIN MODELO | SIN SERIE | 12811 | CELSIUS | CALIBRACIÓN | SI | 2026-03-06 | CC 497799 |  |  |  | 6
30 | HOSPITALIZACIÓN | HOSPITALIZACIÓN 2C | BASCULA | NEOMED | DT05 | BANM2015514 | 14107 | CELSIUS | CALIBRACIÓN | SI | 2026-03-06 | CC 497793 |  |  |  | 6
31 | HOSPITALIZACIÓN | HOSPITALIZACIÓN 2A | BASCULA | NEW MED | DT-05 | BANM2015515 | 14090 | CELSIUS | CALIBRACIÓN | SI | 2026-03-24 | CC 498173 |  |  |  | 24
32 | HOSPITALIZACIÓN | HOSPITALIZACIÓN 5B Y C | BASCULA | NEWMED | DT-05 | BANM2015787 | 15432 | CELSIUS | CALIBRACIÓN | SI | 2026-03-06 | CC 497782 |  |  |  | 6
33 | SALAS DE CX | SALAS DE CX PISO 2 | BASCULA | SECA | 874 | 1000001340557 | 19599 | CELSIUS | CALIBRACIÓN | SI | 2026-03-24 | CC 498177 |  |  |  | 24
34 | TERAPIA FISICA | REHABILITACIÓN | BASCULA | NEWMED | DT-05 | BANM2015594 | 15077 | CELSIUS | CALIBRACIÓN | SI | 2026-03-24 | CC 498178 |  |  |  | 24
35 | TERAPIA FISICA | REHABILITACIÓN | BASCULA | NEWMED | DT-05 | BANM2015694 | 15081 | CELSIUS | CALIBRACIÓN | SI | 2026-03-24 | CC 498179 |  |  |  | 24
36 | URGENCIAS | URG OBSERVACION PEDIATRIA | BASCULA | SOHENLE | SIN MODELO | SIN SERIE | 7880 | CELSIUS | CALIBRACIÓN | SI | 2025-02-10 | CC 438241 |  | B | B | B | B | B | B | B | B | B | B | B | B
37 | URGENCIAS | TRIAGE PEDIATRIA | BASCULA | NEWMED | DT-05 | BANM2015630 | 14925 | CELSIUS | CALIBRACIÓN | SI | 2026-03-18 | CC 501404 |  |  |  | 18
38 | URGENCIAS | CONSULTORIO 2 | BASCULA | NEWMED | DT-05 | BANM2015749 | 14293 | CELSIUS | CALIBRACIÓN | SI | 2026-03-25 | CC 498196 |  |  |  | 25
39 | CENTRO MEDICO | CONSULTORIO 210 ORTOPEDIA PEDIATRICA 4 | BASCULA CON TALLIMETRO | HEALTH O METER | 142KG | 4500009804 | 13806 | CELSIUS | CALIBRACIÓN | SI |  | CC 497132 |  |  |  | 3
40 | CENTRO MEDICO | CONSULTORIO 210 ORTOPEDIA PEDIATRICA 3 | BASCULA CON TALLIMETRO | HEALT O METER | SIN MODELO | 402WA03066 | 12878 | CELSIUS | CALIBRACIÓN | SI | 2026-03-03 | CC 497139 |  |  |  | 3
41 | CENTRO MEDICO | CENTRO MEDICO 104 | BASCULA CON TALLIMETRO | DETECTO | 200KG | 1731410090055 | 13704 | CELSIUS | CALIBRACIÓN | SI | 2026-03-03 | CC 497133 |  |  |  | 3
42 | CENTRO MEDICO | CENTRO MEDICO 105 | BASCULA CON TALLIMETRO | DETECTO | 200KG | 1731410090316 | 14289 | CELSIUS | CALIBRACIÓN | SI | 2026-03-03 | CC 497138 |  |  |  | 3
43 | CENTRO MEDICO | CENTRO MEDICO 214 | BASCULA CON TALLIMETRO | BBG | PP-150 | 2001504030039 | 15302 | CELSIUS | CALIBRACIÓN | SI | 2026-03-02 | CC 497110 |  |  |  | 2
44 | CONSULTA EXTERNA | CONSULTORIO 21 | BASCULA CON TALLIMETRO | SECA | 220KG | 5700361130567 | 13245 | CELSIUS | CALIBRACIÓN | SI | 2026-03-02 | CC 497104 |  |  |  | 2
45 | CONSULTA EXTERNA | CONSULTORIO 16 | BASCULA CON TALLIMETRO | HEALTH A METER | 140 KG | SIN SERIE | 6111/12760 | CELSIUS | CALIBRACIÓN | SI | 2026-03-02 | CC 497108 |  |  |  | 2
46 | CONSULTA EXTERNA | CONSULTORIO 15 | BASCULA CON TALLIMETRO | DETECTO | 200KG | 1731410090313 | 14290 | CELSIUS | CALIBRACIÓN | SI | 2026-03-02 | CC 497109 |  |  |  | 2
47 | CONSULTA EXTERNA | CONSULTORIO 18 | BASCULA CON TALLIMETRO | HEALTH A METER | 402KL | 4020055675 | 7156 | CELSIUS | CALIBRACIÓN | SI | 2026-03-02 | CC 497102 |  |  |  | 2
48 | CONSULTA EXTERNA | CONSULTORIO 19 | BASCULA CON TALLIMETRO | health meter | 402KL | SIN SERIE | 6143 | CELSIUS | CALIBRACIÓN | SI | 2026-03-02 | CC 497107 |  |  |  | 2
49 | CONSULTA EXTERNA | CONSULTORIO 17 | BASCULA CON TALLIMETRO | SECA | 777 | 10000001187681 | 19426 | CELSIUS | CALIBRACIÓN | SI | 2026-03-02 | CC 497120 |  |  |  | 2
50 | CONSULTA EXTERNA | CONSULTORIO 13 | BASCULA CON TALLIMETRO | HEALTH O METER | 450kL | 4500015992 | 15752 | CELSIUS | CALIBRACIÓN | SI | 2026-03-02 | CC 497103 |  |  |  | 2
51 | CONSULTA EXTERNA | CONSULTORIO 8 | BASCULA CON TALLIMETRO | SECA | 777 | 10000000305725 | 16901 | CELSIUS | CALIBRACIÓN | SI | 2026-03-02 | CC 497115 |  |  |  | 2
52 | LABORATORIO DE MARCHA | LABORATORIO DE MARCHA | BASCULA CON TALLIMETRO | HEALT O METER | 450KL | 4500010040 | 13929 | CELSIUS | CALIBRACIÓN | SI | 2026-03-25 | CC 498189 |  |  |  | 25
53 | ONCOLOGIA | ONCOLOGIA P2 | BASCULA CON TALLIMETRO | DETECTO | SIN MODELO | SIN SERIE | 8079 | CELSIUS | CALIBRACIÓN | SI | 2026-03-24 | CC 498175 |  |  |  | 24
54 | URGENCIAS | URG PEDIATRIA CONSULTORIO 5 | BASCULA CON TALLIMETRO | DETECTO | 220KG | SIN SERIE | 14094 | CELSIUS | CALIBRACIÓN | SI | 2026-03-18 | CC 501403 |  |  |  | 18
55 | URGENCIAS | OBSERVACION URGENCIAS | BASCULA CON TALLIMETRO | DETECTO | SIN MODELO | 1731410090407 | 13243 | CELSIUS | CALIBRACIÓN | SI | 2026-03-25 | CC 498193 |  |  |  | 25
56 | URGENCIAS | URG PEDIATRIA CONSULTORIO 4 | BASCULA CON TALLIMETRO | DETECTO | 200 KG | 20739 | 7507 | CELSIUS | CALIBRACIÓN | SI | 2026-03-18 | CC 501395 |  |  |  | 18
57 | URGENCIAS | CONSULTORIO 5 PEDIATRIA | BASCULA CON TALLIMETRO | SECA | 769 | 10000000866906 | 18955 | CELSIUS | CALIBRACIÓN | SI | 2026-03-18 | CC 501396 |  |  |  | 18 |  |  |  | R
58 | URGENCIAS | TRIAGE PEDIATRIA | BASCULA CON TALLIMETRO | DETECTO | 200KG | 1731410090076 | 14292 | CELSIUS | CALIBRACIÓN | SI | 2026-03-18 |  |  |  |  | 18
59 | URGENCIAS | TRIAGE 2 | BASCULA CON TALLIMETRO | HEALTH O METER | 200KG | 1049 | 9742/17108 | CELSIUS | CALIBRACIÓN | SI | 2026-03-18 | CC 501397 |  |  |  | 18
60 | BANCO DE SANGRE | BANCO DE SANGRE | BASCULA DIGITAL | AND | SK100 | H6081051 | 5620 | CELSIUS | CALIBRACIÓN | SI | 2026-03-24 | CC498171 |  |  |  | 24
61 | BANCO DE SANGRE | BANCO DE SANGRE | BASCULA DIGITAL | AND | SK100 | H6081039 | 5621 | CELSIUS | CALIBRACIÓN | SI | 2026-03-24 | CC 498172 |  |  |  | 24
62 | CONSULTA EXTERNA | CONSULTORIO 6 | BASCULA DIGITAL | SECA | 813 | 8813038202248 | 16809 | CELSIUS | CALIBRACIÓN | SI | 2024-01-04 | CC 385034 |  | B | B | B | B | B | B | B | B | B | B | B | B
63 | CENTRO MEDICO | CONSULTORIO 210 ORTOPEDIA PEDIATRICA 5 | BASCULA DIGITAL | SECA | 813 | 8813038201992 | 16830 | CELSIUS | CALIBRACIÓN | SI | 2026-03-03 | CC 497131 |  |  |  | 3
64 | HOSPITALIZACIÓN | HOSPITALIZACION PISO 3A | BASCULA DIGITAL | KENWELL | EB9003 | 5348 | 15753 | CELSIUS | CALIBRACIÓN | SI | 2026-03-25 | CC 498188 |  |  |  | 25
65 | MANTENIMIENTO | CUARTO DE RESIDUOS | BASCULA ELECTRONICA INDUSTRIAL | BBG | INDUSTRY20 | 12E181227104 | 16105 | CELSIUS | CALIBRACIÓN | SI | 2026-03-25 | CC 498190 |  |  |  | 25
66 | MANTENIMIENTO | CUARTO DE RESIDUOS | BASCULA ELECTRONICA INDUSTRIAL | BBG | R5232 | 12E161231004 | 14348 | CELSIUS | CALIBRACIÓN | 2024-253 | 2024-01-10 | CC 385387 |  | B | B | B | B | B | B | B | B | B | B | B | B
67 | CONSULTA EXTERNA | CONSULTORIO 22 | BASCULA MECANICA | HEALTH O METER | 142KL | 1420080503 | 16057 | CELSIUS | CALIBRACIÓN | SI | 2026-03-02 | CC 497113 |  |  |  | 2
68 | HOSPITALIZACIÓN | HOSPITALIZACION 2D | BASCULA MECANICA | HEALTH O METER | 142KL | 1420080502 | 16058 | CELSIUS | CALIBRACIÓN | SI | 2026-03-06 | CC 497794 |  |  |  | 6
69 | SALAS DE CX | INGRESO SALAS DE CX | BASCULA MECANICA | HEALTH O METER | 142KL | 1420078451 | 15747 | CELSIUS | CALIBRACIÓN | SI | 2026-03-24 | CC 498182 |  |  |  | 24
70 | URGENCIAS | URGENCIAS ADULTOS CONS 5 | BASCULA MECANICA | NEWMED | DT-05 | BANM2015628 | 14949 | CELSIUS | CALIBRACIÓN | SI | 2026-03-25 | CC 498195 |  |  |  | 25
71 | CONSULTA EXTERNA | CONSULTORIO 7 | BILIRRUBINOMETRO | DRAGER | JM 105 | H3510345 | 19286 | DRAGER | CALIBRACIÓN | N/R | EQUIPO NUEVO | N/R | [5 empty] | X
72 | UCI | UCI NEONATAL | BILIRRUBINOMETRO | DRAGER | JM 105 | H3510344 | 19285 | DRAGER | CALIBRACIÓN | N/R | EQUIPO NUEVO | N/R | [5 empty] | X
73 | BANCO DE SANGRE | BANCO DE SANGRE | COMPOCOOL | FRESENIUS | WB | 3DNA0704 | SIN ACTIVO | CELSIUS | RE CALIFICACIÓN | 2024-1075 | 2026-06-10 | F15768 | [6 empty] | 10
74 | BANCO DE SANGRE | BANCO DE SANGRE | COMPOCOOL | FRESENIUS | WB | 3DNA0684 | SIN ACTIVO | CELSIUS | RE CALIFICACIÓN | 2024-1076 | 2026-06-10 | F15767 | [6 empty] | 10
75 | BANCO DE SANGRE | BANCO DE SANGRE | COMPOCOOL | FRESENIUS | WB | 3DNA0702 | SIN ACTIVO | CELSIUS | RE CALIFICACIÓN | 2024-1074 | 2026-06-10 | F15766 | [6 empty] | 10
76 | BANCO DE SANGRE | BANCO DE SANGRE | COMPOCOOL | FRESENIUS | 9024251 | 05-22 | 18967 | AINSER | RE CALIFICACIÓN | 2024-1293 | 2024-04-29 | 2782 | [7 empty] | X
77 | BANCO DE SANGRE | BANCO DE SANGRE | COMPOCOOL | FRESENIUS | 9024251 | 05-22 | 18968 | AINSER | RE CALIFICACIÓN | 2024-1296 | 2024-05-15 | 2785 | [7 empty] | X
78 | BANCO DE SANGRE | BANCO DE SANGRE | COMPOCOOL | FRESENIUS | 9024251 | 05-22 | 18969 | AINSER | RE CALIFICACIÓN | 2024-1295 | 2024-05-10 | 2784 | [7 empty] | X
79 | BANCO DE SANGRE | BANCO DE SANGRE | COMPOCOOL | FRESENIUS | 9024251 | 05-22 | 18970 | AINSER | RE CALIFICACIÓN | 2024-1297 | 2024-04-24 | 2786 | [7 empty] | X
80 | BANCO DE SANGRE | BANCO DE SANGRE | COMPOCOOL | FRESENIUS | 9024251 | 05-22 | 18971 | AINSER | RE CALIFICACIÓN | 2024-1294 | 2024-05-14 | 2783 | [7 empty] | X
81 | BANCO DE SANGRE | BANCO DE SANGRE | CONGELADOR | HELMER | IPF125 | 2039239 | 14688 | CELSIUS | RE CALIFICACIÓN | SI | 2026-05-05 | F15623 | [5 empty] | 5
82 | BANCO DE SANGRE | BANCO DE SANGRE | CONGELADOR | HELMER | IPF120 | 2071461 | 16000 | CELSIUS | RE CALIFICACIÓN | SI | 2026-05-05 | F15624 | [5 empty] | 5
83 | BANCO DE SANGRE | BANCO DE SANGRE | CONGELADOR | THERMO SCIENTIFIC | FFPF2330A20 | 117509801100929 | 8096 | CELSIUS | RE CALIFICACIÓN | 2024-1283 | 2026-06-16 | F15769 | [6 empty] | 16
84 | CENTRO DE INVESTIGACION | LABORATORIO CLINICO | CONGELADOR | QUIPMENT | VT78M | 20211731517 | PRESTAMO | CELSIUS | RE CALIFICACIÓN | 2024-1107 | 2026-06-18 | F15773 | [6 empty] | 18
85 | PATOLOGIA | PATOLOGIA | CUARTO FRIO | THERMO KRUNER | BHDS52N32 | 112003 | 8824 | CELSIUS | CALIBRACIÓN | SI | 2026-03-25 | CA 284531 |  |  |  | 25
86 | CENTRAL DE ESTERILIZACION | CENTRAL DE ESTERILIZACION | ESTERILIZADOR A BAJA TEMPERATURA | STERIS-AMSCO | V-PRO 1 PLUS | 324513-15 | 12837 | AINSER | RE CALIFICACIÓN | 2023-2343 | 2023-08-10 | 2316 | [10 empty] | X
87 | NUTRICIÓN | LACTARIO | GRAMERA | BBG | KDS | SIN SERIE | 8319 | CELSIUS | CALIBRACIÓN | SI | 2026-03-24 | CC 498183 |  |  |  | 24
88 | BANCO DE SANGRE | BANCO DE SANGRE | INCUBADOR DE PLAQUETAS | HELMER | PC900I | 2060921 | COMODATO | FEMTO | RE CALIFICACIÓN | 2024-2036 | 2024-10-08 | F10018 | [10 empty] | X
89 | TERAPIA RESPIRATORIA | TERAPIA RESPIRATORIA | MANOMETRO DE PRESIONDE VIA AEREA | VBM | 54-07-000 | 1130502 | 13549 | CELSIUS | CALIBRACIÓN | SI | 2026-03-26 | CC 498198 |  |  |  | 26
90 | BANCO DE SANGRE | BANCO DE SANGRE | NEVERA DE PISOS | KEX GERMANY | AZUL | 25294 | 15859 | AINSER | RE CALIFICACIÓN | 2024-1077 | 2024-04-23 | 2766 | [11 empty] | X
91 | BANCO DE SANGRE | BANCO DE SANGRE | NEVERA DE PISOS | KEX GERMANY | ROJA | 25295 | 15861 | CELSIUS | RE CALIFICACIÓN | SI | 2026-05-21 | F16013 | [5 empty] | 21
92 | URGENCIAS | TRIAGE PEDIATRIA | PESA BEBE | HEALTH A METER | 70 KL | SIN SERIE | 7520 | CELSIUS | CALIBRACIÓN | SI | 2026-03-18 | CC 501399 |  |  |  | 18
93 | URGENCIAS | URG PEDIATRIA CONSULTORIO 2 | PESA BEBE | HEALT O METER | 386KGS-01 | 3860006506 | 13244 | CELSIUS | CALIBRACIÓN | SI | 2026-03-18 | CC 501402 |  |  |  | 18
94 | CONSULTA EXTERNA | CONSULTORIO 18 | PESA BEBE | HEALTH A METER | 1522KL | 1522010830 | 11866 | CELSIUS | CALIBRACIÓN | SI | 2026-03-02 | CC 497111 |  |  |  | 2
95 | CONSULTA EXTERNA | CONSULTORIO 6 | PESA BEBE | CHARDER | MS-2400 | C14020897 | 12873 | CELSIUS | CALIBRACIÓN | SI | 2026-03-02 | CC 497117 |  |  |  | 2
96 | CONSULTA EXTERNA | CONSULTORIO 13 | PESA BEBE DIGITAL | SECA | 354 | 8354067181039 | 16027 | CELSIUS | CALIBRACIÓN | SI | 2026-03-26 | CC 498199 |  |  |  | 26
97 | HOSPITALIZACIÓN | HOSPITALIZACION 3B | PESA BEBE DIGITAL | SECA | 354 | 8354363220043 | 19428 | CELSIUS | CALIBRACIÓN | SI | 2026-03-06 | CC 497797 |  |  |  | 6
98 | CX GINECOLOGIA | ADAPTACIÓN | PESA BEBE DIGITAL | DETECTO | B710 | 8912-968 | 108 | CELSIUS | CALIBRACIÓN | SI | 2026-03-26 | CC 498200 |  |  |  | 26
99 | CONSULTA EXTERNA | CONSULTORIO 8 | PESA BEBE DIGITAL | HEALTH O METER | 522KL | 5220000517 | 11049 | CELSIUS | CALIBRACIÓN | SI | 2026-03-02 | CC 497118 |  |  |  | 2
100 | HOSPITALIZACIÓN | HOSPITALIZACION 4 | PESA BEBE DIGITAL | CHARDER | MS3500 | C18009405 | 15818 | CELSIUS | CALIBRACIÓN | SI | 2026-03-06 | CC 497790 |  |  |  | 6
101 | HOSPITALIZACIÓN | HOSPITALIZACION 2D | PESA PAÑAL | TRUMAX | XTAR | YS172036 | 15782 | CELSIUS | CALIBRACIÓN | SI | 2026-03-06 | CC 497796 |  |  |  | 6
102 | HOSPITALIZACIÓN | HOSPITALIZACION 2C PISO | PESA PAÑAL | TRUMAX | XTAR | YS172060 | 15666 | CELSIUS | CALIBRACIÓN | SI | 2026-03-06 | CC 497795 |  |  |  | 6
103 | HOSPITALIZACIÓN | HOSPITALIZACION 4 PISO ALTA | PESA PAÑAL | TRUMAX | XTAR | YS171977 | 15667 | CELSIUS | CALIBRACIÓN | SI | 2026-03-06 | CC 497788 |  |  |  | 6
104 | HOSPITALIZACIÓN | HOSPITALIZACION 3 PISO B | PESA PAÑAL | TRUMAX | XTAR | YS171995 | 15668 | CELSIUS | CALIBRACIÓN | SI | 2026-03-06 | CC 497789 |  |  |  | 6
105 | SALAS DE CX | SALAS DE CX | PIPETA DE TROMBOELASTOGRAFO | SARTORIUS | PROLINE | 16600013 | 14911 | CELSIUS | CALIBRACIÓN | 2024-1659 | 2024-08-05 | CC 417608 | [8 empty] | X
106 | SALAS DE CX | SALAS DE CX | PIPETA DE TROMBOELASTOGRAFO | SARTORIUS | PROLINE | 16600560 | 14912 | CELSIUS | CALIBRACIÓN | 2024-1660 | 2024-08-05 | CC 417607 | [10 empty] | X
107 | BANCO DE SANGRE | BANCO DE SANGRE | REFRIGERADOR | JEWETTE | T100-1 | 35093 | 5652/681 | CELSIUS | RE CALIFICACIÓN | SI | 2026-05-05 | F15625 | [5 empty] | 5
108 | CONSULTA EXTERNA | CONSULTORIO VACUNACION | REFRIGERADOR DE VACUNAS | VESTFROST | VLS204A | 20200344268 | 16091 | FEMTO | RE CALIFICACIÓN | 2024-1850 | 2024-09-27 | F10013 | [9 empty] | X
109 | BANCO DE SANGRE | BANCO DE SANGRE | TENSIOMETRO | WELCH ALLYN | DS45 | 181015104517 | 15864 | CELSIUS | CALIBRACIÓN | SI | 2026-03-02 | CC 496344 |  |  |  | 2
110 | CARDIOLOGIA | CONSULTORIO 9 CARDIOLOGIA | TENSIOMETRO | HONSUN | SIN MODELO | SIN SERIE | 15257 | CELSIUS | CALIBRACIÓN | SI | 2026-03-03 | CC 497127 |  |  |  | 3
111 | CONSULTA EXTERNA | CONSULTORIO BODEGA | TENSIOMETRO | WELCH ALLYN | INMETRO MT-182-2003 | 131023142104 | 12597 | CELSIUS | CALIBRACIÓN | SI | 2026-03-03 | CC 497126 |  |  |  | 3
112 | CONSULTA EXTERNA | BODEGA CONSULTA EXTERNA | TENSIOMETRO | WELCH ALLYN | SIN MODELO | 120530061741 | 10690 | CELSIUS | CALIBRACIÓN | 2024-178 | 2024-01-04 | CC 385282 |  |  | B
113 | CONSULTA EXTERNA | BODEGA CONSULTA EXTERNA | TENSIOMETRO PORTATIL | WELCH ALLYN | DS45-11C | 200404022337 | 19611 | CELSIUS | CALIBRACIÓN | N/R | 2024-07-15 | D11807-24 | [7 empty] | X
114 | CONSULTA EXTERNA | CARDIOLOGIA | TENSIOMETRO | ABN | SIN MODELO | 177972 | 18430 | CELSIUS | CALIBRACIÓN | 2025-311 | 2025-02-03 | CC 438170 |  | B | B | B | B | B | B | B | B | B | B | B | B
115 | CONSULTA EXTERNA | CONSULTA EXTERNA | TENSIOMETRO | ABN | SIN MODELO | 178542 | 18429 | CELSIUS | CALIBRACIÓN | SI | 2026-03-24 | CC 498187 |  |  |  | 24
116 | TERAPIA FISICA | REHABILITACIÓN | TENSIOMETRO | GMD | SIN MODELO | 16068519 | 15080 | CELSIUS | CALIBRACIÓN | 2024-188 | 2024-01-10 | CC 385378 |  | B | B | B | B | B | B | B | B | B | B | B | B
117 | CENTRO MEDICO | CONSULTORIO 105 | TENSIOMETRO DE ATRIL | AMICO | mmhg300 | 490498 | 14362 | CELSIUS | CALIBRACIÓN | 2025-335 | 2025-02-06 | CC 438936 |  |  |  | 3
118 | CONSULTA EXTERNA | CENTRO MEDICO 104 | TENSIOMETRO DE ATRIL | SPHYMOMANOMETER | mmH6300 | SIN SERIE | 14224 | CELSIUS | CALIBRACIÓN | 2025-336 | 2025-02-06 | CC 438937 |  |  |  | 3
119 | CONSULTA EXTERNA | CONSULTORIO 20 | TENSIOMETRO PORTATIL | WELCH ALLYN | DS45-11C | 201026121818 | 19612 | CELSIUS | CALIBRACIÓN | N/R | 2024-07-15 | D11907-24 | [7 empty] | X
120 | CONSULTA EXTERNA | CONSULTORIO 3 | TENSIOMETRO DE ATRIL | SPHYGMOMANOMETRO | CERTIFIED | SIN SERIE | 12867 | CELSIUS | CALIBRACIÓN | SI | 2026-03-02 | CC496347 |  |  |  | 2
121 | HOSPITALIZACIÓN | HOSPITALIZACIÓN 5B Y C | TENSIOMETRO DE ATRIL | SPHYGMOMANOMETRO | CERTIFIED | SIN SERIE | 12864 | CELSIUS | CALIBRACIÓN | SI | 2026-03-06 | CC 497786 |  |  |  | 6
122 | HOSPITALIZACIÓN | HOSPITALIZACIÓN 5B Y C | TENSIOMETRO DE ATRIL | SPHYGMOMANOMETRO | CERTIFIED | SIN SERIE | 12862 | CELSIUS | CALIBRACIÓN | SI | 2026-03-06 | CC 497785 |  |  |  | 6
123 | HOSPITALIZACIÓN | HOSPITALIZACIÓN 5A | TENSIOMETRO DE ATRIL | SPHYGMOMANOMETRO | CERTIFIED | SIN SERIE | 12863 | CELSIUS | CALIBRACIÓN | SI | 2026-03-06 | CC 497787 |  |  |  | 6
124 | HOSPITALIZACIÓN | HOSPITALIZACIÓN ALTA | TENSIOMETRO DE ATRIL | SIN MARCA | SIN MODELO | 128832845 | 8561/15814 | CELSIUS | CALIBRACIÓN | SI | 2026-03-02 | CC 496343 |  |  |  | 2
125 | HOSPITALIZACIÓN | HOSPITALIZACIÓN 2A | TENSIOMETRO DE ATRIL | AMICO | 300 mmHg | 490491 | 14336 | CELSIUS | CALIBRACIÓN | SI | 2026-03-24 | CC498174 |  |  |  | 24
126 | HOSPITALIZACIÓN | HOSPITALIZACION 2B | TENSIOMETRO DE ATRIL | SPHYGMOMANOMETRO | CERTIFIED | SIN SERIE | 12865 | CELSIUS | CALIBRACIÓN | 2024-459 | 2024-02-01 | CC 380047 |  | B | B | B | B | B | B | B | B | B | B | B | B
127 | HOSPITALIZACIÓN | HOSPITALIZACIÓN 3A | TENSIOMETRO DE ATRIL | ABN | SIN MODELO | 532734 | 8760 | CELSIUS | CALIBRACIÓN | SI | 2026-03-06 | CC 497791 |  |  |  | 6
128 | HOSPITALIZACIÓN | HOSPITALIZACIÓN 2D | TENSIOMETRO DE ATRIL | SPHYGMOMANOMETRO | CERTIFIED | SIN SERIE | 12861 | CELSIUS | CALIBRACIÓN | 2024-144 | 2024-01-09 | CC 379239 |  | B | B | B | B | B | B | B | B | B | B | B | B
129 | HOSPITALIZACIÓN | HOSPITALIZACIÓN 2C | TENSIOMETRO DE ATRIL | SPHYGMOMANOMETRO | CERTIFIED | SIN SERIE | 12859 | CELSIUS | CALIBRACIÓN | SI | 2026-03-06 | CC 497792 |  |  |  | 6
130 | HOSPITALIZACIÓN | HOSPITALIZACIÓN VIP | TENSIOMETRO DE ATRIL | SPHYGMOMANOMETRO | CERTIFIED | SIN SERIE | 12866 | CELSIUS | CALIBRACIÓN | SI | 2026-03-06 | CC 497798 |  |  |  | 6
131 | ONCOLOGIA | ONCOLOGIA P2 | TENSIOMETRO DE ATRIL | SIN MARCA | 047670-10 | 130312122776 | 11402 | CELSIUS | CALIBRACIÓN | SI | 2026-03-24 | CC 498176 |  |  |  | 24
132 | URGENCIAS | CONSULTORIO 3 | TENSIOMETRO DE ATRIL | AMICO | 300 mmHg | 490722 | 14362 | CELSIUS | CALIBRACIÓN | SI | 2026-03-18 | CC 501393 |  |  |  | 3
133 | URGENCIAS | OBSERVACIÓN URGENCIAS | TENSIOMETRO DE ATRIL | ALPK2 | SIN MODELO | 4330 | 7388 | CELSIUS | CALIBRACIÓN | SI | 2026-03-18 | CC 501400 |  |  |  | 18
134 | CENTRO MEDICO | CENTRO MEDICO 213 | TENSIOMETRO DE PARED | AMICO | 300mmHY | 94043 | 14203 | CELSIUS | CALIBRACIÓN | SI | 2026-03-03 | CC 497125 |  |  |  | 3
135 | CENTRO MEDICO | CONSULTORIO 208 | TENSIOMETRO DE PARED | WELCH ALLYN | SIN MODELO | 170621144635 | 15303 | CELSIUS | CALIBRACIÓN | SI | 2026-03-24 | CC 498185 |  |  |  | 24
136 | CENTRO MEDICO | CONSULTORIO 110 | TENSIOMETRO DE PARED | WELCH ALLYN | 767-01 | 181112113225 | 15826 | CELSIUS | CALIBRACIÓN | SI | 2026-03-25 | CC 498192 |  |  |  | 25
137 | URGENCIAS PEDIATRIA | CONSULTORIO 5 | TENSIOMETRO DE PARED | WELCH ALLYN | 767-01 | 181113021705 | 15825 | CELSIUS | CALIBRACIÓN | SI | 2026-03-18 | CC 501394 |  |  |  | 18
138 | CENTRO MEDICO | CENTRO MEDICO 214 | TENSIOMETRO DE PARED | AMICO | 300mmHY | 365346 | 14209 | CELSIUS | CALIBRACIÓN | SI | 2026-03-03 | CC 497129 |  |  |  | 3
139 | CENTRO MEDICO | CENTRO MEDICO 210 | TENSIOMETRO | WELCH ALLYN | 2107452 | 200109154095 | 16861 | CELSIUS | CALIBRACIÓN | SI | 2026-03-03 | CC 497137 |  |  |  | 3
140 | CONSULTA EXTERNA | CONSULTORIO 14 | TENSIOMETRO DE PARED | WELCH ALLYN | 2107453 | 191211164165 | 16808 | CELSIUS | CALIBRACIÓN | SI | 2026-03-02 | CC 496345 |  |  |  | 2
141 | CONSULTA EXTERNA | CONSULTORIO 4 | TENSIOMETRO DE PARED | AMICO | AMD300MM | 364836 | 14304 | CELSIUS | CALIBRACIÓN | SI | 2026-03-02 | CC 496352 |  |  |  | 2
142 | CONSULTA EXTERNA | CONSULTORIO 19 | TENSIOMETRO DE PARED | TENSIOMED | CE0483 | SIN SERIE | 6743 | CELSIUS | CALIBRACIÓN | SI | 2026-03-02 | CC 496337 |  |  |  | 2
143 | CONSULTA EXTERNA | CONSULTORIO 15 | TENSIOMETRO DE PARED | TENSIOMED | CE 0483 | SIN SERIE | 6745 | CELSIUS | CALIBRACIÓN | SI | 2026-03-02 | CC 496348 |  |  |  | 2
144 | CONSULTA EXTERNA | CONSULTORIO 22 | TENSIOMETRO DE PARED | TENSIOMED | CE 0483 | SIN SERIE | 6744 | CELSIUS | CALIBRACIÓN | 2025-301 | 2026-03-02 | CC 496338 |  |  |  | 2
145 | CONSULTA EXTERNA | CONSULTORIO 7 | TENSIOMETRO DE PARED | TENSIOMED | CE0483 | SIN SERIE | 6746 | CELSIUS | CALIBRACIÓN | SI | 2026-03-02 | CC 496349 |  |  |  | 2
146 | CONSULTA EXTERNA | CONSULTORIO 6 | TENSIOMETRO DE PARED | TENSOMED | CEO0783 | SIN SERIE | 9601 | CELSIUS | CALIBRACIÓN | SI | 2026-03-02 | CC 496350 |  |  |  | 2
147 | CONSULTA EXTERNA | CONSULTORIO 13 | TENSIOMETRO DE PARED | WELCH ALLYN | 300 | 141129014425 | 13470 | CELSIUS | CALIBRACIÓN | SI | 2026-03-02 | CC 496341 |  |  |  | 2
148 | CONSULTA EXTERNA | CONSULTORIO 19 | TENSIOMETRO DE PARED | AMICO | AMD-300MM | 364162 | 14422 | CELSIUS | CALIBRACIÓN | 2025-305 | 2025-02-03 | CC 438164 |  |  |  | 2
149 | CONSULTA EXTERNA | CONSULTORIO 8 | TENSIOMETRO DE PARED | TENSIOMED | CE0483 | SIN SERIE | 6749 | CELSIUS | CALIBRACIÓN | SI | 2026-03-02 | CC 496351 |  |  |  | 2
150 | CONSULTA EXTERNA | CONSULTORIO 10 | TENSIOMETRO DE PARED | WELCH ALLYN | SIN MODELO | 141203175645 | 13467 | CELSIUS | CALIBRACIÓN | SI | 2026-03-25 | CC 498194 |  |  |  | 25
151 | CONSULTA EXTERNA | CONSULTORIO 17 | TENSIOMETRO DE PARED | WELCH ALLYN | SIN MODELO | 140827203445 | 13469 | CELSIUS | CALIBRACIÓN | SI | 2026-03-02 | CC 496346 |  |  |  | 2
152 | CONSULTA EXTERNA | CONSULTORIO 18 | TENSIOMETRO DE PARED | WELCH ALLYN | 300 | 141128054695 | 13154 | CELSIUS | CALIBRACIÓN | SI | 2026-03-02 | CC 496342 |  |  |  | 2
153 | CONSULTA EXTERNA | CONSULTORIO 6 | TENSIOMETRO DE PARED | TENSOMED | CEO0483 | SIN SERIE | 6747 | CELSIUS | CALIBRACIÓN | SI | 2026-03-02 | CC 496340 |  |  |  | 2
154 | CX GINECOLOGIA | CONSULTORIO GINECOLOGIA | TENSIOMETRO DE PARED | AMICO | YP0132 | 364500 | 15277 | CELSIUS | CALIBRACIÓN | SI | 2026-03-24 | CC 498184 |  |  |  | 24
155 | BANCO DE SANGRE | BANCO DE SANGRE | TENSIOMETRO PORTATIL | WELCH ALLYN | SHOCK RESISTANT | 131015075513 | 12410 | CELSIUS | CALIBRACIÓN | 2025-329 | 2025-02-10 | CC 438245 |  | RB | RB | RB | RB | RB | RB | RB | RB | RB | RB | RB | RB
156 | CENTRO MEDICO | CONSULTORIO 216 | TENSIOMETRO PORTATIL | C.I.PRESTIGE | SIN MODELO | SIN SERIE | 13754 | CELSIUS | CALIBRACIÓN | SI | 2026-03-24 | CC 498186 |  |  |  | 24
157 | ARCHIVO | ARCHIVO DE HISTORIAS CLINICAS | TERMOHIGROMETRO | KEX GERMANY | SH-109 | SIN SERIE | 11665 | CELSIUS | CALIBRACIÓN | 2025-613 | 2025-04-08 | CC 448584 |  |  |  |  | X
158 | ARCHIVO | ARCHIVO CENTRAL CASA ADMINISTRATIVA | TERMOHIGROMETRO | KEX GERMANY | SH-109 | SIN SERIE | 16759 | CELSIUS | CALIBRACIÓN | 2025-610 | 2025-04-08 | CC 448581 | [6 empty] | 24
159 | ARCHIVO | ARCHIVO CENTRAL CASA ADMINISTRATIVA | TERMOHIGROMETRO | SIN MARCA | SIN MODELO | SIN SERIE | 16760 | CELSIUS | CALIBRACIÓN | 2023-539 | 2023-03-28 | No. CC 344350 |  |  |  | X
160 | ARCHIVO | CENTRO DE INVESTIGACION | TERMOHIGROMETRO | KEX GERMANY | SH-109 | SIN SERIE | 18626 | CELSIUS | CALIBRACIÓN |  | 2026-06-05 | N/R | [6 empty] | 6
161 | URGENCIAS PEDIATRIA | NEVERA PEDIALYTE | TERMOMETRO | KEX GERMANY | RT-803E | NA | 19651 | CELSIUS | CALIBRACIÓN | SI | 2026-03-18 | CC 501251 |  |  |  | 18
162 | BANCO DE SANGRE | CONGELADORES | TERMOHIGROMETRO | KEX GERMANY | SH-109 | SIN SERIE | 15064 | CELSIUS | CALIBRACIÓN | 2025-597 | 2026-03-19 | CC 501248 |  |  |  | 19
163 | BANCO DE SANGRE | CAMPAÑA | TERMOHIGROMETRO | KEX GERMANY | SH-172 | 42223 | 18824 | CELSIUS | CALIBRACIÓN | SI | 2026-03-31 | CC 502114 |  |  |  | 31
164 | BANCO DE SANGRE | INMUNOSEROLOGIA | TERMOHIGROMETRO | KEX GERMANY | SH-109 | SIN SERIE | 14147 | CELSIUS | CALIBRACIÓN | SI | 2026-03-19 | CC 501253 |  |  |  | 19
165 | BANCO DE SANGRE | SERV TRANSFUNCIONAL | TERMOHIGROMETRO | KEX GERMANY | SH-109 | SIN SERIE | 14145 | CELSIUS | CALIBRACIÓN | SI | 2026-03-19 | CC 501250 |  |  |  | R | 19
166 | BANCO DE SANGRE | FRACCIONAMIENTO Y SELLADO | TERMOHIGROMETRO | KEX GERMANY | SH-109 | NA | 19653 | CELSIUS | CALIBRACIÓN | N/R | 2024-10-16 | CC 424710 | [10 empty] | X
167 | BANCO DE SANGRE | DONANTES | TERMOHIGROMETRO | KEX GERMANY | SH-109 | SIN SERIE | 14154 | CELSIUS | CALIBRACIÓN | SI | 2026-03-19 | CC 501245 |  |  |  | 19
168 | BANCO DE SANGRE | ENTRADA DE BODEGA | TERMOHIGROMETRO | KEX GERMANY | SH-109 | SIN SERIE | 19532 | CELSIUS | CALIBRACIÓN | SI | 2026-03-31 | CC 502113 |  |  |  | 31
169 | BANCO DE SANGRE | SELECCION DONANTES | TERMOHIGROMETRO | KEX GERMANY | SH-109 | SIN SERIE | 14146 | CELSIUS | CALIBRACIÓN | SI | 2026-03-31 | CC 502111 |  |  |  | 31
170 | URGENCIAS PEDIATRIA | CARRO DE PARO OBSERVACION PEDIATRIA | TERMOHIGROMETRO | KEX GERMANY | SH-109 | SIN SERIE | 15621 | CELSIUS | CALIBRACIÓN | 2024-1278 | 2024-06-07 | CC 407879 | [6 empty] | X
171 | BANCO DE SANGRE | INMUNOHEMATOLOGIA | TERMOHIGROMETRO | KEX GERMANY | SH-109 | 23797 | 15622 | CELSIUS | CALIBRACIÓN | SI | 2026-03-19 | CC 501247 |  |  |  | 19
172 | COMPRAS | ALMACEN | TERMOHIGROMETRO | KEX GERMANY | SH-109 | 043132 | 18977 | CELSIUS | CALIBRACIÓN | 2024-1625 | 2024-07-23 | CC 413859 |  | B | B | B | B | B | B | B | B | B | B | B | B
173 | COMPRAS | ALMACEN | TERMOHIGROMETRO | KEX GERMANY | SH-109 | 36958 |  | CELSIUS | CALIBRACIÓN | 2025-611 | 2025-04-08 | CC 448582 | [6 empty] | 24
174 | COMPRAS | ALMACEN | TERMOHIGROMETRO | KEX GERMANY | SH-109 | 043131 | 18976 | CELSIUS | CALIBRACIÓN | 2024-1626 | 2024-07-23 | CC 413860 | [8 empty] | X
175 | CENTRO MEDICO | BODEGA CONSULTA EXTERNA | TERMOHIGROMETRO | KEX GERMANY | SH109 | 36957 | 18028 | CELSIUS | CALIBRACIÓN | 2025-612 | 2025-04-08 | CC 448583 |  |  |  |  | X
176 | CENTRO MEDICO | CONSULTORIO 107 UROLOGIA | TERMOHIGROMETRO | KEX GERMANY | SH-109 | 36955 | 18029 | CELSIUS | CALIBRACIÓN | 2025-596 | 2025-03-28 | CC 447403 |  |  |  | X
177 | CENTRO MEDICO | CONSULTORIO 107 UROLOGIA | TERMOHIGROMETRO | KEX GERMANY | SH-109 | 36956 | 18030 | CELSIUS | CALIBRACIÓN | 2025-609 | 2025-04-08 | CC 448580 |  |  |  |  | X
178 | CONSULTA EXTERNA | VACUNACIÓN | TERMOHIGROMETRO | KEX GERMANY | SH109 | 25112 | 15830 | CELSIUS | CALIBRACIÓN | 2024-1817 | 2024-09-16 | CC421207 | [9 empty] | X
179 | CONSULTA EXTERNA | BODEGA CONSULTA EXTERNA | TERMOHIGROMETRO | KEX GERMANY | SH109 | 45216 | 19168 | CELSIUS | CALIBRACIÓN | 2025-284 | 2025-02-21 | CC 440701 |  |  | X
180 | CONSULTA EXTERNA | CONSULTORIO 9 CARDIOLOGIA | TERMOHIGROMETRO | SIN MARCA | SIN MODELO | SIN SERIE | 14921 | CELSIUS | CALIBRACIÓN |  | 2026-06-05 | CC 510074 | [6 empty] | 5
181 | ESTERILIZACION | ESTERIL ETO | TERMOHIGROMETRO | KEX GERMANY | SH-109 | 22693 | 14874 | CELSIUS | CALIBRACIÓN | 2025-414 | 2025-03-11 | CC 442055 |  |  |  | X
182 | ESTERILIZACION | AREA DE LAVADO | TERMOHIGROMETRO | KEX GERMANY | SH-109 | SIN SERIE | 14955 | CELSIUS | CALIBRACIÓN | 2024-1661 | 2024-08-08 | CC 417604 | [8 empty] | X
183 | ESTERILIZACION | EMPAQUE | TERMOHIGROMETRO | KEX GERMANY | SH-109 | SIN SERIE | 14169 | CELSIUS | CALIBRACIÓN | SI | 2026-05-07 | CC 506785 | [5 empty] | 7
184 | ESTERILIZACION | CENTRAL DE ESTERILIZACIÓN | TERMOHIGROMETRO | KEX GERMANY | SH-109 | 043133 | 18978 | CELSIUS | CALIBRACIÓN | 2024-1484 | 2024-07-16 | CC 413504 | [8 empty] | X
185 | GASES MEDICINALES | PLANTA AIRE MEDICINAL | TERMOHIGROMETRO | KEX GERMANY | SH-109 | SIN SERIE | 14354 | CELSIUS | CALIBRACIÓN | 2025-827 | 2025-05-22 | CC 458046 | [6 empty] | 24
186 | GASES MEDICINALES | MANIFOLD | TERMOHIGROMETRO | KEX GERMANY | SH-109 | SIN SERIE | 15017 | CELSIUS | CALIBRACIÓN | 2025-826 | 2025-05-22 | CC 458047 | [6 empty] | 24
187 | GASES MEDICINALES | ALMACENAMIENTO DE CILINDROS | TERMOHIGROMETRO | KEX GERMANY | SH-109 | SIN SERIE | 15441 | CELSIUS | CALIBRACIÓN | 2024-1818 | 2024-09-16 | CC421208 | [9 empty] | X
188 | GINECOLOGÍA | CARRO DE CODIGO ROJO | TERMOHIGROMETRO | KEX GERMANY | SH-109 | 36612 | 18026 | CELSIUS | CALIBRACIÓN | 2024-898 | 2024-03-26 | CC 393970 | [7 empty] | X
189 | HOSPITALIZACIÓN | HOSPITALIZACION 2A - CARRO DE PARO | TERMOHIGROMETRO | KEX GERMANY | SH-109 | 31041 | 16776 | CELSIUS | CALIBRACIÓN | 2025-296 | 2025-02-21 | CC 440703 |  | B | B | B | B | B | B | B | B | B | B | B | B
190 | HOSPITALIZACIÓN | HOSPITALIZACION 2A NEVERA | TERMOHIGROMETRO | KEX GERMANY | SH-109 | 18574 | 15998 | CELSIUS | CALIBRACIÓN | 2025-601 | 2025-03-28 | CC 447407 |  | B | B | B | B | B | B | B | B | B | B | B | B
191 | HOSPITALIZACIÓN | CARRO DE PARO SALAS CX 2 PISO | TERMOHIGROMETRO | KEX GERMANY | SH-109 | 31039 | 16777 | CELSIUS | CALIBRACIÓN | SI | 2026-05-07 | CC 506775 | [5 empty] | 7
192 | HOSPITALIZACIÓN | ONCOLOGIA - CARRO DE PARO | TERMOHIGROMETRO | KEX GERMANY | SH-109 | 31036 | 16778 | CELSIUS | CALIBRACIÓN | SI | 2026-05-07 | CC 506781 | [5 empty] | 7
193 | HOSPITALIZACIÓN | HOSPITALIZACION 3A - CARRO DE PARO | TERMOHIGROMETRO | KEX GERMANY | SH-109 | 31044 | 16779 | CELSIUS | CALIBRACIÓN | 2025-295 | 2025-02-21 | CC 440702 |  | B | B | B | B | B | B | B | B | B | B | B | B
194 | HOSPITALIZACIÓN | HOSPITALIZACION 4 - CARRO DE PARO | TERMOHIGROMETRO | KEX GERMANY | SH-109 | 31040 | 16780 | CELSIUS | CALIBRACIÓN | SI | 2026-05-07 | CC 506778 | [5 empty] | 7
195 | HOSPITALIZACIÓN | HOSPITALIZACION 2D - CARRO DE PARO | TERMOHIGROMETRO | KEX GERMANY | SH-109 | 45215 | 19167 | CELSIUS | CALIBRACIÓN | SI | 2026-05-07 | CC 506780 | [5 empty] | 7
196 | HOSPITALIZACIÓN | HOSPITALIZACION 5B - CARRO DE PARO | TERMOHIGROMETRO | KEX GERMANY | SH-109 | 31035 | 16782 | CELSIUS | CALIBRACIÓN | SI | 2026-05-07 | CC 506783 | [5 empty] | 7
197 | LABORATORIO CLINICO | CENTRO DE INVESTIGACIONES | TERMOHIGROMETRO | KEX GERMANY | SH-109 | 44271 | 19086 | CELSIUS | CALIBRACIÓN | 2024-2025 | 2024-10-08 | CC 423947 | [10 empty] | X
198 | MANTENIMIENTO | CUARTO DE RESIDUOS | TERMOHIGROMETRO | KEX GERMANY | SH109 | 25113 | 15815 | CELSIUS | CALIBRACIÓN | 2024-1816 | 2024-09-16 | CC421206 | [9 empty] | X
199 | NUTRICIÓN 2 PISO | BODEGA DE LACTARIO | TERMOHIGROMETRO | KEX GERMANY | ETP101 | SIN SERIE | 14414 | CELSIUS | CALIBRACIÓN | 2024-1277 | 2024-06-07 | CC 407880 | [6 empty] | X
200 | RADIOLOGIA | RADIOLOGIA CUARTO DE MAQUINAS | TERMOHIGROMETRO | KEX GERMANY | SH-109 | 21012 | 15009 | CELSIUS | CALIBRACIÓN | 2025-608 | 2025-04-08 | CC 448579 | [6 empty] | 24
201 | SALAS DE CX | GASTROENTEROLOGIA | TERMOHIGROMETRO | KEX GERMANY | SH109 | 23382 | 16060 | CELSIUS | CALIBRACIÓN | 2024-1281 | 2024-06-07 | CC 407876 | [6 empty] | X
202 | SALAS DE CX | SALA CX 5 | TERMOHIGROMETRO | KEX GERMANY | SH109 | 26111 | 16079 | CELSIUS | CALIBRACIÓN | SI | 2026-05-07 | CC 506774 | [5 empty] | 5
203 | SALAS DE CX | SALA CX 7 | TERMOHIGROMETRO | KEX GERMANY | SH109 | 43130 | 18975 | CELSIUS | CALIBRACIÓN | 2025-595 | 2026-05-07 | CC 506786 | [5 empty] | 7
204 | SALAS DE CX | SALA CX 8 | TERMOHIGROMETRO | KEX GERMANY | SH109 | 26110 | 16078 | CELSIUS | CALIBRACIÓN | SI | 2026-05-07 | CC 506787 | [5 empty] | 7
205 | SALAS DE CX | SALA DE CX 9 | TERMOHIGROMETRO | KEX GERMANY | SH-109 | 22705 | 15684 | CELSIUS | CALIBRACIÓN | 2024-1662 | 2024-08-08 | CC 417605 | [8 empty] | X
206 | SALAS DE CX | SALA DE PARTOS 2 | TERMOHIGROMETRO | KEX GERMANY | SH-109 | SIN SERIE | 14172 | CELSIUS | CALIBRACIÓN |  | 2026-06-05 | CC 510076 | [6 empty] | 5
207 | SALAS DE CX | SALA DE PARTOS 3 | TERMOHIGROMETRO | KEX GERMANY | SH-109 | SIN SERIE | 14956 | CELSIUS | CALIBRACIÓN |  | 2026-06-05 | CC 510084 | [6 empty] | 5
208 | SALAS DE CX | BODEGA INTERNA | TERMOHIGROMETRO | KEX GERMANY | SH-109 | SIN SERIE | 14894 | CELSIUS | CALIBRACIÓN | 2025-413 | 2025-03-11 | CC 442054 |  |  |  | X
209 | SALAS DE CX | BODEGA INTERNA | TERMOHIGROMETRO | KEX GERMANY | SH-109 | SIN SERIE | 15624 | CELSIUS | CALIBRACIÓN | 2025-412 | 2025-03-11 | CC 442052 |  |  |  | X
210 | SALAS DE CX | HOSPITALIZACION 5A - CARRO DE PARO | TERMOHIGROMETRO | KEX GERMANY | SH-109 | 36609 | 18024 | CELSIUS | CALIBRACIÓN | SI | 2026-05-07 | CC 506777 | [5 empty] | 7
211 | SALAS DE CX | CARRO DE PARO SALAS CX 4 PISO | TERMOHIGROMETRO | KEX GERMANY | SH-109 | 36611 | 18025 | CELSIUS | CALIBRACIÓN | SI | 2026-05-07 | CC 506784 | [5 empty] | 7
212 | BIOMEDICA | BIOMEDICA | TERMOHIGROMETRO | HTC | HTC-2 | 287-2tt20 | 15957 | CELSIUS | CALIBRACIÓN | SI | 2026-05-07 | CC 506776 | [5 empty] | 7
213 | URGENCIAS | CUARTO DE CUSTODIA | TERMOHIGROMETRO | KEX GERMANY | SH-109 | TH19573 | 15761 | CELSIUS | CALIBRACIÓN | 2024-1678 | 2024-08-22 | CC 417914 | [8 empty] | X
214 | URGENCIAS | CUARTO DE CUSTODIA | TERMOHIGROMETRO | TAYLOR | SIN MODELO | 19811 | 15762 | CELSIUS | CALIBRACIÓN | 2024-1679 | 2024-08-22 | CC 417913 | [8 empty] | X
215 | URGENCIAS ADULTO | CUARTO DE SUTURAS | TERMOHIGROMETRO | KTJ THERMO | TA218D | 24343 | 15750 | CELSIUS | CALIBRACIÓN | 2024-1677 | 2024-08-22 | CC 417915 | [8 empty] | X
216 | URGENCIAS ADULTO | REANIMACION ADULTOS - CARRO DE PARO | TERMOHIGROMETRO | KEX GERMANY | SH-109 | 31033 | 16783 | CELSIUS | CALIBRACIÓN | 2025-417 | 2025-03-05 | CC 442307 |  |  |  | X
217 | URGENCIAS ADULTO | OBSERVACION ADULTOS - CARRO DE PARO | TERMOHIGROMETRO | KEX GERMANY | SH-109 | 31034 | 16784 | CELSIUS | CALIBRACIÓN | SI | 2026-05-07 | CC 506779 | [5 empty] | 7
218 | URGENCIAS ADULTO | CUARTO DE TERAPIA RESPIRATORIA | TERMOHIGROMETRO | KEX GERMANY | SH-109 | 37807 | 18143 | CELSIUS | CALIBRACIÓN | 2025-825 | 2025-05-22 | CC 458048S | [6 empty] | 24
219 | BANCO DE SANGRE | AGITADOR DE PLAQUETAS | TERMOHIGROMETRO | KEX GERMANY | SH-109 | SIN SERIE | 15812 | CELSIUS | CALIBRACIÓN | SI | 2026-03-19 | CC 501249 |  |  |  | 19
220 | BANCO DE SANGRE | FRACCIONAMIENTO | TERMOHIGROMETRO | KEX GERMANY | SH-109 | SIN SERIE | 10552 | CELSIUS | CALIBRACIÓN | SI | 2026-03-31 | CC 502110 |  |  |  | 31
221 | URGENCIAS PEDIATRIA | BODEGA INSUMOS | TERMOHIGROMETRO | KEX GERMANY | SH-109 | 21011 | 15166 | CELSIUS | CALIBRACIÓN | 2024-1480 | 2024-06-28 | CC 411605 | [6 empty] | X
222 | BIOMEDICA | BACK UP | TERMOHIGROMETRO | KEX GERMANY | SH-172 | 42224 | 18823 | CELSIUS | CALIBRACIÓN |  | 2026-06-05 | [7 empty] | 5
223 | CENTRO MEDICO | CONSULTORIO 214-215 | TERMOHIGROMETRO | KEX GERMANY | SH-109 | 45811 | 19471 | CELSIUS | CALIBRACIÓN | 2025-614 | 2025-04-08 | CC 448585 | [6 empty] | 24
224 | URGENCIAS PEDIATRIA | REANIMACION PEDIATRIA - CARRO DE PARO | TERMOHIGROMETRO | KEX GERMANY | SH-109 | 31046 | 16785 | CELSIUS | CALIBRACIÓN | SI | 2026-05-07 | CC 506782 | [5 empty] | 7
225 | BANCO DE SANGRE | BANCO DE SANGRE (NEVERA AZUL) | TERMOMETRO | KEX GERMANY | RT-803E | 25294 | 15859 | CELSIUS | CALIBRACIÓN | SI | 2026-03-18 | CC 501244 |  |  |  | 18
226 | BANCO DE SANGRE | BANCO DE SANGRE (NEVERA ROJA) | TERMOMETRO | KEX GERMANY | RT-803E | 25295 | 15861 | CELSIUS | CALIBRACIÓN | SI | 2026-03-18 | CC 501234 |  |  |  | 18
227 | BANCO DE SANGRE | BANCO DE SANGRE | TERMOMETRO | KEX GERMANY | RT-803E | 25293 | 15860 | CELSIUS | CALIBRACIÓN | 2024-2219 | 2024-11-19 | CC 428496 |  | B | B | B | B | B | B | B | B | B | B | B | B
228 | CONSULTA EXTERNA | VACUNACIÓN | TERMOMETRO | KEX GERMANY | RT-803E | 43983 | 16090 | CELSIUS | CALIBRACIÓN | 2024-1819 | 2024-09-16 | CC421209 | [9 empty] | X
230 | HOSPITALIZACIÓN | HOSPITALIZACION 5A - NEVERA | TERMOHIGROMETRO | KEX GERMANY | SH-109 | 46977 | 19573 | CELSIUS | CALIBRACIÓN | N/R | 2024-07-03 | TC-20056 | [7 empty] | X
231 | HOSPITALIZACIÓN | HOSPITALIZACION 2D | TERMOMETRO | KEX GERMANY | RT-803E | 37461 | 18057 | CELSIUS | CALIBRACIÓN | 2025-820 | 2026-06-10 | CC 510087 | [6 empty] | 10
232 | HOSPITALIZACIÓN | HOSPITALIZACION 4-NEVERA | TERMOMETRO | SIN MARCA | SIN MODELO | SIN SERIE | 3811 | CELSIUS | CALIBRACIÓN | 2024-1060 | 2024-04-19 | CC 398202 |  | B | B | B | B | B | B | B | B | B | B | B | B
233 | HOSPITALIZACIÓN | ONCOLOGIA P2 | TERMOMETRO | THERMOMETER | SIN MODELO | SIN SERIE | 2253 | CELSIUS | CALIBRACIÓN | 2024-1276 | 2024-06-07 | CC 407881 | [7 empty] | X
234 | MANTENIMIENTO | CUARTO DE RESIDUOS | TERMOMETRO | KEX GERMANY | RT-803E | 25297 | 15862 | CELSIUS | CALIBRACIÓN | 2024-2220 | 2024-11-19 | CC 428497 | [12 empty] | X
235 | MANTENIMIENTO | CUARTO DE RESIDUOS | TERMOMETRO | KEX GERMANY | RT-803E | 25296 | 15863 | CELSIUS | CALIBRACIÓN | 2024-2221 | 2024-11-19 | CC 428499 | [12 empty] | X
236 | REHABILITACION/BACK UP | NEVERA DE PAQUETES FRIOS | TERMOMETRO | KEX GERMANY | RT-803E | 24356 | 15744 | CELSIUS | CALIBRACIÓN | 2024-1813 | 2024-08-30 | CC 419369 | [8 empty] | X
237 | REHABILITACION | REHABILITACION | EQUIPO DE OTOEMISIONES ACUSTICAS | NATUS / OTOMETRICS | MADSEN ALPHA | 2036813 | 18865 | COSMO | CALIBRACIÓN | N/R | EQUIPO NUEVO | NA | [6 empty] | X
238 | SALAS DE CX | SALAS DE CX SALA 1 | TERMOHIGROMETRO | KEX GERMANY | SH-109 | NA | 19654 | CELSIUS | CALIBRACIÓN | N/R | 2024-10-16 | CC 424739 | [11 empty] | X
239 | SALAS DE CX | SALAS DE CX SALA 2 | TERMOHIGROMETRO | KEX GERMANY | SH-109 | 46660 | 19535 | CELSIUS | CALIBRACIÓN | N/R | 2026-06-05 | CC 510082 | [6 empty] | 5
240 | SALAS DE CX | SALAS DE CX SALA 3 | TERMOHIGROMETRO | KEX GERMANY | SH-109 | 46661 | 19534 | CELSIUS | CALIBRACIÓN |  | 2026-06-05 | CC 510086 | [6 empty] | 5
241 | SALAS DE CX | SALAS DE CX SALA 4 | TERMOHIGROMETRO | KEX GERMANY | SH-109 | 46662 | 19536 | CELSIUS | CALIBRACIÓN |  | 2026-06-05 | CC 510085 | [6 empty] | 5
242 | SALAS DE CX | SALAS DE CX 6 | TERMOMETRO | KEX GERMANY | RT 803 | 33342 | 16929 | CELSIUS | CALIBRACIÓN | 2024-1486 | 2024-07-15 | CC 413503 | [7 empty] | X
243 | SALAS DE CX | SALAS DE CX SALA 13 | TERMOHIGROMETRO | KEX GERMANY | SH109 | 43134 | 18974 | CELSIUS | CALIBRACIÓN | 2024-1663 | 2024-08-08 | CC 417606 | [8 empty] | X
244 | SALAS DE CX | SALAS DE CX SALA 14 | TERMOMETRO | KEX GERMANY | RT 803 | 33339 | 16928 | CELSIUS | CALIBRACIÓN | 2024-1485 | 2024-07-15 | CC 413505 | [7 empty] | X
245 | SALAS DE CX | NEVERA DE T TROMBOELASTOGRAFO | TERMOMETRO | KEX GERMANY | RT-803E | 44272 |  | CELSIUS | CALIBRACIÓN | 2024-2026 | 2024-10-08 | CC 423948 | [11 empty] | X
229 | GINECOLOGÍA | SALA DE PARTOS 1 | TERMOMETRO | KEX GERMANY | RT 803 | 33340 | 16932 | CELSIUS | CALIBRACIÓN | 2024-1481 | 2024-06-28 | CC 411603 | [6 empty] | X
246 | HOSPIALIZACION | HOSPIALIZACION 3A NEVERA | TERMOMETRO | KEX GERMANY | RT 803 | 33341 | 16930 | CELSIUS | CALIBRACIÓN | 2024-1457 | 2024-06-07 | CC 407882-S | [6 empty] | X
247 | URGENCIAS PEDIATRIA | TRIAGE | BASCULA | HELTH O METER | 880KL | 88042210000017 | 18237 | CELSIUS | CALIBRACIÓN | 2024-1061 | 2024-05-02 | CC398355 | [5 empty] | X
248 | URGENCIAS ADULTO | OBSERVACION ADULTOS | NEVERA | SUPERNORDICO | 2022 | P 4881 | 18219 | FEMTO | RE CALIFICACIÓN | 2024-1849 | 2024-09-27 | F10012 | [10 empty] | X
249 | FARMACIA | CENTRO DE INVESTIGACION | NEVERA | MELING | YC 130L | 230700911 | 19088 | FEMTO | CALIFICACION | N/R | NA | F14591 | [12 empty] | X
250 | SALAS DE CX | SALAS DE CX | PESA PAÑAL | SECA | 856 | 8856270220998 | 19598 | CELSIUS | CALIBRACIÓN | N/R | 2024-07-17 | D1367-24 | [7 empty] | X
251 | URGENCIAS ADULTO | URGENCIAS ADULTO | TERMOMETRO INFRARROJO | BERRCOM | JXB-178 | M24200555963 | 19648 | CELSIUS | CALIBRACIÓN | N/R | 2024-10-08 | CA271789 | [10 empty] | X
252 | URGENCIAS ADULTO | URGENCIAS ADULTO | TERMOMETRO INFRARROJO | BERRCOM | JXB-179 | M24200555973 | 19646 | CELSIUS | CALIBRACIÓN | N/R | 2024-10-08 | CA273242 | [10 empty] | X
253 | URGENCIAS ADULTO | URGENCIAS ADULTO | TERMOMETRO INFRARROJO | BERRCOM | JXB-180 | M24200555959 | 19647 | CELSIUS | CALIBRACIÓN | N/R | 2024-10-08 | CA273245 | [10 empty] | X
254 | GINECOLOGIA | SALA DE PARTOS | TERMOMETRO INFRARROJO | BERRCOM | JXB-181 | M24200555962 | 19649 | CELSIUS | CALIBRACIÓN | N/R | 2024-10-08 | CA273243 |  | PB | PB | PB | PB | PB | PB | PB | PB | PB | PB | PB | PB
255 | GINECOLOGIA | SALA DE PARTOS | TERMOMETRO INFRARROJO | BERRCOM | JXB-182 | M24200555952 | 19650 | CELSIUS | CALIBRACIÓN | N/R | 2024-10-08 | CA273246 | [10 empty] | X
256 | URGENCIAS ADULTO | URGENCIAS ADULTO | TERMOMETRO INFRARROJO | BERRCOM | JXB-183 | M24200555961 | 19643 | CELSIUS | CALIBRACIÓN | N/R | 2024-10-08 | CA271790 | [10 empty] | X
257 | URGENCIAS ADULTO | URGENCIAS ADULTO | TERMOMETRO INFRARROJO | BERRCOM | JXB-184 | M24200555955 | 19642 | CELSIUS | CALIBRACIÓN | N/R | 2024-10-08 | CA273244 | [10 empty] | X
258 | URGENCIAS ADULTO | URGENCIAS ADULTO | TERMOMETRO INFRARROJO | BERRCOM | JXB-185 | M24200555971 | 19644 | CELSIUS | CALIBRACIÓN | N/R | 2024-10-08 | CA273247 | [10 empty] | X
259 | URGENCIAS ADULTO | URGENCIAS ADULTO | TERMOMETRO INFRARROJO | BERRCOM | JXB-186 | M24200555967 | 19641 | CELSIUS | CALIBRACIÓN | N/R | 2024-10-08 | CA273240 | [10 empty] | X
260 | URGENCIAS ADULTO | URGENCIAS ADULTO | TERMOMETRO INFRARROJO | BERRCOM | JXB-187 | M24200555987 | 19645 | CELSIUS | CALIBRACIÓN | N/R | 2024-10-08 | CA273241 | BAJA | B | B | B | B | B | B | B | B | B | B | B | B
261 | FARMACIA | FARMACIA URGENCIAS | REFRIGERADOR | MELING | YC395 | 240301186 | 19677 | FEMTO | CALIFICACION | N/R | NA | NA | [11 empty] | X
262 | FARMACIA | FARMACIA CIRUGIA 4 | REFRIGERADOR | MELING | YC395 | 240301187 | 19697 | FEMTO | CALIFICACION | N/R | NA | NA | [11 empty] | X
263 | HOSPITALIZACIÓN | SEGUNDO C | TERMOMETRO INFRARROJO | BERRCOM | JXB-186 | M24200554231 | 19485 | CELSIUS | CALIBRACIÓN | N/R | 2024-11-19 | CA 273558 | [12 empty] | X
264 | HOSPITALIZACIÓN | QUINTO B Y C | TERMOMETRO INFRARROJO | BERRCOM | JXB-187 | M2400554202 | 19484 | CELSIUS | CALIBRACIÓN | N/R | 2024-11-19 | CA 273552 | [12 empty] | X
265 | HOSPITALIZACIÓN | HOSPITALIZACIÓN | TERMOMETRO INFRARROJO | BERRCOM | JXB-188 | M2400554218 |  | CELSIUS | CALIBRACIÓN | N/R | 2024-11-19 | CA 273550 | [11 empty] | X
266 | HOSPITALIZACIÓN | SEGUNDO B | TERMOMETRO INFRARROJO | BERRCOM | JXB-189 | M2400554211 | 19482 | CELSIUS | CALIBRACIÓN | N/R | 2024-11-19 | CA 273551 | [12 empty] | X
267 | HOSPITALIZACIÓN | QUINTO A | TERMOMETRO INFRARROJO | BERRCOM | JXB-190 | M24200554222 | 19487 | CELSIUS | CALIBRACIÓN | N/R | 2024-11-19 | CA 273553 | [12 empty] | X
268 | HOSPITALIZACIÓN | SEGUNDO D | TERMOMETRO INFRARROJO | BERRCOM | JXB-191 | M24200554217 | 19481 | CELSIUS | CALIBRACIÓN | N/R | 2024-11-19 | CA 273554 | [12 empty] | X
269 | HOSPITALIZACIÓN | SALA VII | TERMOMETRO INFRARROJO | BERRCOM | JXB-192 | M24200554221 | 19486 | CELSIUS | CALIBRACIÓN | N/R | 2024-11-19 | CA 273555 | [11 empty] | X
270 | HOSPITALIZACIÓN | HOSPITALIZACIÓN | TERMOMETRO INFRARROJO | BERRCOM | JXB-193 | M24200554240 |  | CELSIUS | CALIBRACIÓN | N/R | 2024-11-19 | CA 273556 | [11 empty] | X
271 | HOSPITALIZACIÓN | TERCERO B | TERMOMETRO INFRARROJO | BERRCOM | JXB-194 | M24200554232 | 19483 | CELSIUS | CALIBRACIÓN | N/R | 2024-11-19 | CA 273557 | [11 empty] | X
272 | CONSULTA EXTERNA | CONSULTA EXTERNA | BASCULA | SECA | 874 | 10000001507968 | 19703 | CELSIUS | CALIBRACIÓN | N/R | 2024-09-18 | CC472760 | [9 empty] | X
273 | UNIDAD DE CUIDADO INTENSIVOS | UCI NEONATAL | BASCULA | HEALT O METER | 549KL | 5490034094 | BAS_0001 | MULTILINK INGENIERIA | ALQUILER | N/R | NA | NA | [11 empty] | X
274 | UNIDAD DE CUIDADO INTENSIVOS | UCI PEDIATRICA | BASCULA PESA PAÑAL | SECA | 856 | 8856288190358 | BAS_0002 | MULTILINK INGENIERIA | ALQUILER | N/R | NA | NA | [11 empty] | X
275 | UNIDAD DE CUIDADO INTENSIVOS | UCI PEDIATRICA | BASCULA PESA PAÑAL | SECA | 856 | 8856288190344 | BAS_0003 | MULTILINK INGENIERIA | ALQUILER | N/R | NA | NA | [11 empty] | X
276 | UNIDAD DE CUIDADO INTENSIVOS | UCI A | BASCULA PESA PAÑAL | SECA | 856 | 8856240200379 | BAS_0004 | MULTILINK INGENIERIA | ALQUILER | N/R | NA | NA | [11 empty] | X
277 | UNIDAD DE CUIDADO INTENSIVOS | UCI PEDIATRICA | BASCULA | HEALT O METER | 549KL | 5490028746 | BAS_0005 | MULTILINK INGENIERIA | ALQUILER | N/R | NA | NA | [11 empty] | X
278 | FARMACIA | NEVERA CENTRO DE INVESTIGACIÓN | TERMOMETRO | KEX GERMANY | RT-803E | 24355 | 15743 | CELSIUS | CALIBRACIÓN | N/R | NA | NA | [11 empty] | X
279 | FARMACIA | FARMACIA CENTRAL | TERMOHIGROMETRO | KEX GERMANY | SH-109 | NA | 19812 | CELSIUS | CALIBRACIÓN | SI | NA | NA | [11 empty] | X
280 | FARMACIA | FARMACIA CIRUGIA | TERMOHIGROMETRO | KEX GERMANY | SH-109 | NA | 19837 | CELSIUS | CALIBRACIÓN | N/R | NA | NA | [11 empty] | X
281 | FARMACIA | FARMACIA CIRUGIA | TERMOHIGROMETRO | KEX GERMANY | RT-803E | NA | 19834 | CELSIUS | CALIBRACIÓN | SI | 2026-03-18 | CC 501254 |  |  |  | 18
282 | FARMACIA | FARMACIA CENTRAL | TERMOHIGROMETRO | KEX GERMANY | SH-109 | NA | 19811 | CELSIUS | CALIBRACIÓN | SI | NA | NA | [11 empty] | X
283 | FARMACIA | FARMACIA CENTRAL | TERMOHIGROMETRO | KEX GERMANY | SH-109 | NA | 19813 | CELSIUS | CALIBRACIÓN | N/R | NA | NA | [11 empty] | X
284 | FARMACIA | FARMACIA URGENCIAS | TERMOHIGROMETRO | KEX GERMANY | SH-109 | NA | 19824 | CELSIUS | CALIBRACIÓN | N/R | NA | NA | [11 empty] | X
285 | URGENCIAS | TRIAGE 1 PEDIATRIA | PESA BEBE DIGITAL | AED | M118600 | 55568-0000404 | 19806 | CELSIUS | CALIBRACIÓN | SI | 2026-03-18 | CC 501401 |  |  |  | 18
286 | FARMACIA | FARMACIA CENTRAL | TERMOHIGROMETRO | KEX GERMANY | SH-109 | NA | 19586 | CELSIUS | CALIBRACIÓN | N/R | 2025-08-05 | N/R | [9 empty] | X
287 | URGENCIAS PEDIATRIA | URGENCIAS PEDIATRIA | PESA BEBE | ADE | M118600 | 55568-0000144 | 19872 | CELSIUS | CALIBRACIÓN | SI | 2026-03-24 | CC 498170 |  |  |  | 24 | [9 empty] | 1002 | URGENCIAS PEDIATRIA | URGENCIAS PEDIATRIA | PESA BEBE | ADE | M118600 | 55568-0000144 | 19872 | NOVATECNICA | GARANTIA | NO APLICA | NA | SI | X | X | 1002 | URGENCIAS PEDIATRIA | URGENCIAS PEDIATRIA | PESA BEBE | ADE | M118600 | 55568-0000144 | 19872 | NOVATECNICA | GARANTIA | NO APLICA | NA | SI | X | X | 1002 | URGENCIAS PEDIATRIA | URGENCIAS PEDIATRIA | PESA BEBE | ADE | M118600 | 55568-0000144 | 19872 | NOVATECNICA | GARANTIA | NO APLICA | NA | SI | X | X | 1002 | URGENCIAS PEDIATRIA | URGENCIAS PEDIATRIA | PESA BEBE | ADE | M118600 | 55568-0000144 | 19872 | NOVATECNICA | GARANTIA | NO APLICA | NA | SI | X | X | 1002 | URGENCIAS PEDIATRIA | URGENCIAS PEDIATRIA | PESA BEBE | ADE | M118600 | 55568-0000144 | 19872 | NOVATECNICA | GARANTIA | NO APLICA | NA | SI | X | X | 1002 | URGENCIAS PEDIATRIA | URGENCIAS PEDIATRIA | PESA BEBE | ADE | M118600 | 55568-0000144 | 19872 | NOVATECNICA | GARANTIA | NO APLICA | NA | SI | X | X | 1002 | URGENCIAS PEDIATRIA | URGENCIAS PEDIATRIA | PESA BEBE | ADE | M118600 | 55568-0000144 | 19872 | NOVATECNICA | GARANTIA | NO APLICA | NA | SI | X | X | 1002 | URGENCIAS PEDIATRIA | URGENCIAS PEDIATRIA | PESA BEBE | ADE | M118600 | 55568-0000144 | 19872 | NOVATECNICA | GARANTIA | NO APLICA | NA | SI | X | X | 1002 | URGENCIAS PEDIATRIA | URGENCIAS PEDIATRIA | PESA BEBE | ADE | M118600 | 55568-0000144 | 19872 | NOVATECNICA | GARANTIA | NO APLICA | NA | SI | X | X | 1002 | URGENCIAS PEDIATRIA | URGENCIAS PEDIATRIA | PESA BEBE | ADE | M118600 | 55568-0000144 | 19872 | NOVATECNICA | GARANTIA | NO APLICA | NA | SI | X | X | 1002 | URGENCIAS PEDIATRIA | URGENCIAS PEDIATRIA | PESA BEBE | ADE | M118600 | 55568-0000144 | 19872 | NOVATECNICA | GARANTIA | NO APLICA | NA | SI | X | X | 1002 | URGENCIAS PEDIATRIA | URGENCIAS PEDIATRIA | PESA BEBE | ADE | M118600 | 55568-0000144 | 19872 | NOVATECNICA | GARANTIA | NO APLICA | NA | SI | X | X | 1002 | URGENCIAS PEDIATRIA | URGENCIAS PEDIATRIA | PESA BEBE | ADE | M118600 | 55568-0000144 | 19872 | NOVATECNICA | GARANTIA | NO APLICA | NA | SI | X | X | 1002 | URGENCIAS PEDIATRIA | URGENCIAS PEDIATRIA | PESA BEBE | ADE | M118600 | 55568-0000144 | 19872 | NOVATECNICA | GARANTIA | NO APLICA | NA | SI | X | X | 1002 | URGENCIAS PEDIATRIA | URGENCIAS PEDIATRIA | PESA BEBE | ADE | M118600 | 55568-0000144 | 19872 | NOVATECNICA | GARANTIA | NO APLICA | NA | SI | X | X | 1002 | URGENCIAS PEDIATRIA | URGENCIAS PEDIATRIA | PESA BEBE | ADE | M118600 | 55568-0000144 | 19872 | NOVATECNICA | GARANTIA | NO APLICA | NA | SI | X | X | 1002 | URGENCIAS PEDIATRIA | URGENCIAS PEDIATRIA | PESA BEBE | ADE | M118600 | 55568-0000144 | 19872 | NOVATECNICA | GARANTIA | NO APLICA | NA | SI | X | X | 1002 | URGENCIAS PEDIATRIA | URGENCIAS PEDIATRIA | PESA BEBE | ADE | M118600 | 55568-0000144 | 19872 | NOVATECNICA | GARANTIA | NO APLICA | NA | SI | X | X | 1002 | URGENCIAS PEDIATRIA | URGENCIAS PEDIATRIA | PESA BEBE | ADE | M118600 | 55568-0000144 | 19872 | NOVATECNICA | GARANTIA | NO APLICA | NA | SI | X | X | 1002 | URGENCIAS PEDIATRIA | URGENCIAS PEDIATRIA | PESA BEBE | ADE | M118600 | 55568-0000144 | 19872 | NOVATECNICA | GARANTIA | NO APLICA | NA | SI | X | X | 1002 | URGENCIAS PEDIATRIA | URGENCIAS PEDIATRIA | PESA BEBE | ADE | M118600 | 55568-0000144 | 19872 | NOVATECNICA | GARANTIA | NO APLICA | NA | SI | X | X | 1002 | URGENCIAS PEDIATRIA | URGENCIAS PEDIATRIA | PESA BEBE | ADE | M118600 | 55568-0000144 | 19872 | NOVATECNICA | GARANTIA | NO APLICA | NA | SI | X | X | 1002 | URGENCIAS PEDIATRIA | URGENCIAS PEDIATRIA | PESA BEBE | ADE | M118600 | 55568-0000144 | 19872 | NOVATECNICA | GARANTIA | NO APLICA | NA | SI | X | X | 1002 | URGENCIAS PEDIATRIA | URGENCIAS PEDIATRIA | PESA BEBE | ADE | M118600 | 55568-0000144 | 19872 | NOVATECNICA | GARANTIA | NO APLICA | NA | SI | X | X | 1002 | URGENCIAS PEDIATRIA | URGENCIAS PEDIATRIA | PESA BEBE | ADE | M118600 | 55568-0000144 | 19872 | NOVATECNICA | GARANTIA | NO APLICA | NA | SI | X | X | 1002 | URGENCIAS PEDIATRIA | URGENCIAS PEDIATRIA | PESA BEBE | ADE | M118600 | 55568-0000144 | 19872 | NOVATECNICA | GARANTIA | NO APLICA | NA | SI | X | X | 1002 | URGENCIAS PEDIATRIA | URGENCIAS PEDIATRIA | PESA BEBE | ADE | M118600 | 55568-0000144 | 19872 | NOVATECNICA | GARANTIA | NO APLICA | NA | SI | X | X | 1002 | URGENCIAS PEDIATRIA | URGENCIAS PEDIATRIA | PESA BEBE | ADE | M118600 | 55568-0000144 | 19872 | NOVATECNICA | GARANTIA | NO APLICA | NA | SI | X | X | 1002 | URGENCIAS PEDIATRIA | URGENCIAS PEDIATRIA | PESA BEBE | ADE | M118600 | 55568-0000144 | 19872 | NOVATECNICA | GARANTIA | NO APLICA | NA | SI | X | X | 1002 | URGENCIAS PEDIATRIA | URGENCIAS PEDIATRIA | PESA BEBE | ADE | M118600 | 55568-0000144 | 19872 | NOVATECNICA | GARANTIA | NO APLICA | NA | SI | X | X | 1002 | URGENCIAS PEDIATRIA | URGENCIAS PEDIATRIA | PESA BEBE | ADE | M118600 | 55568-0000144 | 19872 | NOVATECNICA | GARANTIA | NO APLICA | NA | SI | X | X | 1002 | URGENCIAS PEDIATRIA | URGENCIAS PEDIATRIA | PESA BEBE | ADE | M118600 | 55568-0000144 | 19872 | NOVATECNICA | GARANTIA | NO APLICA | NA | SI | X | X | 1002 | URGENCIAS PEDIATRIA | URGENCIAS PEDIATRIA | PESA BEBE | ADE | M118600 | 55568-0000144 | 19872 | NOVATECNICA | GARANTIA | NO APLICA | NA | SI | X | X | 1002 | URGENCIAS PEDIATRIA | URGENCIAS PEDIATRIA | PESA BEBE | ADE | M118600 | 55568-0000144 | 19872 | NOVATECNICA | GARANTIA | NO APLICA | NA | SI | X | X | 1002 | URGENCIAS PEDIATRIA | URGENCIAS PEDIATRIA | PESA BEBE | ADE | M118600 | 55568-0000144 | 19872 | NOVATECNICA | GARANTIA | NO APLICA | NA | SI | X | X | 1002 | URGENCIAS PEDIATRIA | URGENCIAS PEDIATRIA | PESA BEBE | ADE | M118600 | 55568-0000144 | 19872 | NOVATECNICA | GARANTIA | NO APLICA | NA | SI | X | X | 1002 | URGENCIAS PEDIATRIA | URGENCIAS PEDIATRIA | PESA BEBE | ADE | M118600 | 55568-0000144 | 19872 | NOVATECNICA | GARANTIA | NO APLICA | NA | SI | X | X | 1002 | URGENCIAS PEDIATRIA | URGENCIAS PEDIATRIA | PESA BEBE | ADE | M118600 | 55568-0000144 | 19872 | NOVATECNICA | GARANTIA | NO APLICA | NA | SI | X | X | 1002 | URGENCIAS PEDIATRIA | URGENCIAS PEDIATRIA | PESA BEBE | ADE | M118600 | 55568-0000144 | 19872 | NOVATECNICA | GARANTIA | NO APLICA | NA | SI | X | X | 1002 | URGENCIAS PEDIATRIA | URGENCIAS PEDIATRIA | PESA BEBE | ADE | M118600 | 55568-0000144 | 19872 | NOVATECNICA | GARANTIA | NO APLICA | NA | SI | X | X | 1002 | URGENCIAS PEDIATRIA | URGENCIAS PEDIATRIA | PESA BEBE | ADE | M118600 | 55568-0000144 | 19872 | NOVATECNICA | GARANTIA | NO APLICA | NA | SI | X | X | 1002 | URGENCIAS PEDIATRIA | URGENCIAS PEDIATRIA | PESA BEBE | ADE | M118600 | 55568-0000144 | 19872 | NOVATECNICA | GARANTIA | NO APLICA | NA | SI | X | X | 1002 | URGENCIAS PEDIATRIA | URGENCIAS PEDIATRIA | PESA BEBE | ADE | M118600 | 55568-0000144 | 19872 | NOVATECNICA | GARANTIA | NO APLICA | NA | SI | X | X | 1002 | URGENCIAS PEDIATRIA | URGENCIAS PEDIATRIA | PESA BEBE | ADE | M118600 | 55568-0000144 | 19872 | NOVATECNICA | GARANTIA | NO APLICA | NA | SI | X | X | 1002 | URGENCIAS PEDIATRIA | URGENCIAS PEDIATRIA | PESA BEBE | ADE | M118600 | 55568-0000144 | 19872 | NOVATECNICA | GARANTIA | NO APLICA | NA | SI | X | X | 1002 | URGENCIAS PEDIATRIA | URGENCIAS PEDIATRIA | PESA BEBE | ADE | M118600 | 55568-0000144 | 19872 | NOVATECNICA | GARANTIA | NO APLICA | NA | SI | X | X | 1002 | URGENCIAS PEDIATRIA | URGENCIAS PEDIATRIA | PESA BEBE | ADE | M118600 | 55568-0000144 | 19872 | NOVATECNICA | GARANTIA | NO APLICA | NA | SI | X | X | 1002 | URGENCIAS PEDIATRIA | URGENCIAS PEDIATRIA | PESA BEBE | ADE | M118600 | 55568-0000144 | 19872 | NOVATECNICA | GARANTIA | NO APLICA | NA | SI | X | X | 1002 | URGENCIAS PEDIATRIA | URGENCIAS PEDIATRIA | PESA BEBE | ADE | M118600 | 55568-0000144 | 19872 | NOVATECNICA | GARANTIA | NO APLICA | NA | SI | X | X | 1002 | URGENCIAS PEDIATRIA | URGENCIAS PEDIATRIA | PESA BEBE | ADE | M118600 | 55568-0000144 | 19872 | NOVATECNICA | GARANTIA | NO APLICA | NA | SI | X | X | 1002 | URGENCIAS PEDIATRIA | URGENCIAS PEDIATRIA | PESA BEBE | ADE | M118600 | 55568-0000144 | 19872 | NOVATECNICA | GARANTIA | NO APLICA | NA | SI | X | X | 1002 | URGENCIAS PEDIATRIA | URGENCIAS PEDIATRIA | PESA BEBE | ADE | M118600 | 55568-0000144 | 19872 | NOVATECNICA | GARANTIA | NO APLICA | NA | SI | X | X | 1002 | URGENCIAS PEDIATRIA | URGENCIAS PEDIATRIA | PESA BEBE | ADE | M118600 | 55568-0000144 | 19872 | NOVATECNICA | GARANTIA | NO APLICA | NA | SI | X | X | 1002 | URGENCIAS PEDIATRIA | URGENCIAS PEDIATRIA | PESA BEBE | ADE | M118600 | 55568-0000144 | 19872 | NOVATECNICA | GARANTIA | NO APLICA | NA | SI | X | X | 1002 | URGENCIAS PEDIATRIA | URGENCIAS PEDIATRIA | PESA BEBE | ADE | M118600 | 55568-0000144 | 19872 | NOVATECNICA | GARANTIA | NO APLICA | NA | SI | X | X | 1002 | URGENCIAS PEDIATRIA | URGENCIAS PEDIATRIA | PESA BEBE | ADE | M118600 | 55568-0000144 | 19872 | NOVATECNICA | GARANTIA | NO APLICA | NA | SI | X | X | 1002 | URGENCIAS PEDIATRIA | URGENCIAS PEDIATRIA | PESA BEBE | ADE | M118600 | 55568-0000144 | 19872 | NOVATECNICA | GARANTIA | NO APLICA | NA | SI | X | X | 1002 | URGENCIAS PEDIATRIA | URGENCIAS PEDIATRIA | PESA BEBE | ADE | M118600 | 55568-0000144 | 19872 | NOVATECNICA | GARANTIA | NO APLICA | NA | SI | X | X | 1002 | URGENCIAS PEDIATRIA | URGENCIAS PEDIATRIA | PESA BEBE | ADE | M118600 | 55568-0000144 | 19872 | NOVATECNICA | GARANTIA | NO APLICA | NA | SI | X | X | 1002 | URGENCIAS PEDIATRIA | URGENCIAS PEDIATRIA | PESA BEBE | ADE | M118600 | 55568-0000144 | 19872 | NOVATECNICA | GARANTIA | NO APLICA | NA | SI | X | X | 1002 | URGENCIAS PEDIATRIA | URGENCIAS PEDIATRIA | PESA BEBE | ADE | M118600 | 55568-0000144 | 19872 | NOVATECNICA | GARANTIA | NO APLICA | NA | SI | X | X | 1002 | URGENCIAS PEDIATRIA | URGENCIAS PEDIATRIA | PESA BEBE | ADE | M118600 | 55568-0000144 | 19872 | NOVATECNICA | GARANTIA | NO APLICA | NA | SI | X | X | 1002 | URGENCIAS PEDIATRIA | URGENCIAS PEDIATRIA | PESA BEBE | ADE | M118600 | 55568-0000144 | 19872 | NOVATECNICA | GARANTIA | NO APLICA | NA | SI | X | X | 1002 | URGENCIAS PEDIATRIA | URGENCIAS PEDIATRIA | PESA BEBE | ADE | M118600 | 55568-0000144 | 19872 | NOVATECNICA | GARANTIA | NO APLICA | NA | SI | X | X | 1002 | URGENCIAS PEDIATRIA | URGENCIAS PEDIATRIA | PESA BEBE | ADE | M118600 | 55568-0000144 | 19872 | NOVATECNICA | GARANTIA | NO APLICA | NA | SI | X | X | 1002 | URGENCIAS PEDIATRIA | URGENCIAS PEDIATRIA | PESA BEBE | ADE | M118600 | 55568-0000144 | 19872 | NOVATECNICA | GARANTIA | NO APLICA | NA | SI | X | X | 1002 | URGENCIAS PEDIATRIA | URGENCIAS PEDIATRIA | PESA BEBE | ADE | M118600 | 55568-0000144 | 19872 | NOVATECNICA | GARANTIA | NO APLICA | NA | SI | X | X | 1002 | URGENCIAS PEDIATRIA | URGENCIAS PEDIATRIA | PESA BEBE | ADE | M118600 | 55568-0000144 | 19872 | NOVATECNICA | GARANTIA | NO APLICA | NA | SI | X | X | 1002 | URGENCIAS PEDIATRIA | URGENCIAS PEDIATRIA | PESA BEBE | ADE | M118600 | 55568-0000144 | 19872 | NOVATECNICA | GARANTIA | NO APLICA | NA | SI | X | X | 1002 | URGENCIAS PEDIATRIA | URGENCIAS PEDIATRIA | PESA BEBE | ADE | M118600 | 55568-0000144 | 19872 | NOVATECNICA | GARANTIA | NO APLICA | NA | SI | X | X | 1002 | URGENCIAS PEDIATRIA | URGENCIAS PEDIATRIA | PESA BEBE | ADE | M118600 | 55568-0000144 | 19872 | NOVATECNICA | GARANTIA | NO APLICA | NA | SI | X | X | 1002 | URGENCIAS PEDIATRIA | URGENCIAS PEDIATRIA | PESA BEBE | ADE | M118600 | 55568-0000144 | 19872 | NOVATECNICA | GARANTIA | NO APLICA | NA | SI | X | X | 1002 | URGENCIAS PEDIATRIA | URGENCIAS PEDIATRIA | PESA BEBE | ADE | M118600 | 55568-0000144 | 19872 | NOVATECNICA | GARANTIA | NO APLICA | NA | SI | X | X | 1002 | URGENCIAS PEDIATRIA | URGENCIAS PEDIATRIA | PESA BEBE | ADE | M118600 | 55568-0000144 | 19872 | NOVATECNICA | GARANTIA | NO APLICA | NA | SI | X | X | 1002 | URGENCIAS PEDIATRIA | URGENCIAS PEDIATRIA | PESA BEBE | ADE | M118600 | 55568-0000144 | 19872 | NOVATECNICA | GARANTIA | NO APLICA | NA | SI | X | X | 1002 | URGENCIAS PEDIATRIA | URGENCIAS PEDIATRIA | PESA BEBE | ADE | M118600 | 55568-0000144 | 19872 | NOVATECNICA | GARANTIA | NO APLICA | NA | SI | X | X | 1002 | URGENCIAS PEDIATRIA | URGENCIAS PEDIATRIA | PESA BEBE | ADE | M118600 | 55568-0000144 | 19872 | NOVATECNICA | GARANTIA | NO APLICA | NA | SI | X | X | 1002 | URGENCIAS PEDIATRIA | URGENCIAS PEDIATRIA | PESA BEBE | ADE | M118600 | 55568-0000144 | 19872 | NOVATECNICA | GARANTIA | NO APLICA | NA | SI | X | X | 1002 | URGENCIAS PEDIATRIA | URGENCIAS PEDIATRIA | PESA BEBE | ADE | M118600 | 55568-0000144 | 19872 | NOVATECNICA | GARANTIA | NO APLICA | NA | SI | X | X | 1002 | URGENCIAS PEDIATRIA | URGENCIAS PEDIATRIA | PESA BEBE | ADE | M118600 | 55568-0000144 | 19872 | NOVATECNICA | GARANTIA | NO APLICA | NA | SI | X | X | 1002 | URGENCIAS PEDIATRIA | URGENCIAS PEDIATRIA | PESA BEBE | ADE | M118600 | 55568-0000144 | 19872 | NOVATECNICA | GARANTIA | NO APLICA | NA | SI | X | X | 1002 | URGENCIAS PEDIATRIA | URGENCIAS PEDIATRIA | PESA BEBE | ADE | M118600 | 55568-0000144 | 19872 | NOVATECNICA | GARANTIA | NO APLICA | NA | SI | X | X | 1002 | URGENCIAS PEDIATRIA | URGENCIAS PEDIATRIA | PESA BEBE | ADE | M118600 | 55568-0000144 | 19872 | NOVATECNICA | GARANTIA | NO APLICA | NA | SI | X | X | 1002 | URGENCIAS PEDIATRIA | URGENCIAS PEDIATRIA | PESA BEBE | ADE | M118600 | 55568-0000144 | 19872 | NOVATECNICA | GARANTIA | NO APLICA | NA | SI | X | X | 1002 | URGENCIAS PEDIATRIA | URGENCIAS PEDIATRIA | PESA BEBE | ADE | M118600 | 55568-0000144 | 19872 | NOVATECNICA | GARANTIA | NO APLICA | NA | SI | X | X | 1002 | URGENCIAS PEDIATRIA | URGENCIAS PEDIATRIA | PESA BEBE | ADE | M118600 | 55568-0000144 | 19872 | NOVATECNICA | GARANTIA | NO APLICA | NA | SI | X | X | 1002 | URGENCIAS PEDIATRIA | URGENCIAS PEDIATRIA | PESA BEBE | ADE | M118600 | 55568-0000144 | 19872 | NOVATECNICA | GARANTIA | NO APLICA | NA | SI | X | X | 1002 | URGENCIAS PEDIATRIA | URGENCIAS PEDIATRIA | PESA BEBE | ADE | M118600 | 55568-0000144 | 19872 | NOVATECNICA | GARANTIA | NO APLICA | NA | SI | X | X | 1002 | URGENCIAS PEDIATRIA | URGENCIAS PEDIATRIA | PESA BEBE | ADE | M118600 | 55568-0000144 | 19872 | NOVATECNICA | GARANTIA | NO APLICA | NA | SI | X | X | 1002 | URGENCIAS PEDIATRIA | URGENCIAS PEDIATRIA | PESA BEBE | ADE | M118600 | 55568-0000144 | 19872 | NOVATECNICA | GARANTIA | NO APLICA | NA | SI | X | X | 1002 | URGENCIAS PEDIATRIA | URGENCIAS PEDIATRIA | PESA BEBE | ADE | M118600 | 55568-0000144 | 19872 | NOVATECNICA | GARANTIA | NO APLICA | NA | SI | X | X | 1002 | URGENCIAS PEDIATRIA | URGENCIAS PEDIATRIA | PESA BEBE | ADE | M118600 | 55568-0000144 | 19872 | NOVATECNICA | GARANTIA | NO APLICA | NA | SI | X | X | 1002 | URGENCIAS PEDIATRIA | URGENCIAS PEDIATRIA | PESA BEBE | ADE | M118600 | 55568-0000144 | 19872 | NOVATECNICA | GARANTIA | NO APLICA | NA | SI | X | X | 1002 | URGENCIAS PEDIATRIA | URGENCIAS PEDIATRIA | PESA BEBE | ADE | M118600 | 55568-0000144 | 19872 | NOVATECNICA | GARANTIA | NO APLICA | NA | SI | X | X | 1002 | URGENCIAS PEDIATRIA | URGENCIAS PEDIATRIA | PESA BEBE | ADE | M118600 | 55568-0000144 | 19872 | NOVATECNICA | GARANTIA | NO APLICA | NA | SI | X | X | 1002 | URGENCIAS PEDIATRIA | URGENCIAS PEDIATRIA | PESA BEBE | ADE | M118600 | 55568-0000144 | 19872 | NOVATECNICA | GARANTIA | NO APLICA | NA | SI | X | X | 1002 | URGENCIAS PEDIATRIA | URGENCIAS PEDIATRIA | PESA BEBE | ADE | M118600 | 55568-0000144 | 19872 | NOVATECNICA | GARANTIA | NO APLICA | NA | SI | X | X | 1002 | URGENCIAS PEDIATRIA | URGENCIAS PEDIATRIA | PESA BEBE | ADE | M118600 | 55568-0000144 | 19872 | NOVATECNICA | GARANTIA | NO APLICA | NA | SI | X | X | 1002 | URGENCIAS PEDIATRIA | URGENCIAS PEDIATRIA | PESA BEBE | ADE | M118600 | 55568-0000144 | 19872 | NOVATECNICA | GARANTIA | NO APLICA | NA | SI | X | X | 1002 | URGENCIAS PEDIATRIA | URGENCIAS PEDIATRIA | PESA BEBE | ADE | M118600 | 55568-0000144 | 19872 | NOVATECNICA | GARANTIA | NO APLICA | NA | SI | X | X | 1002 | URGENCIAS PEDIATRIA | URGENCIAS PEDIATRIA | PESA BEBE | ADE | M118600 | 55568-0000144 | 19872 | NOVATECNICA | GARANTIA | NO APLICA | NA | SI | X | X | 1002 | URGENCIAS PEDIATRIA | URGENCIAS PEDIATRIA | PESA BEBE | ADE | M118600 | 55568-0000144 | 19872 | NOVATECNICA | GARANTIA | NO APLICA | NA | SI | X | X | 1002 | URGENCIAS PEDIATRIA | URGENCIAS PEDIATRIA | PESA BEBE | ADE | M118600 | 55568-0000144 | 19872 | NOVATECNICA | GARANTIA | NO APLICA | NA | SI | X | X | 1002 | URGENCIAS PEDIATRIA | URGENCIAS PEDIATRIA | PESA BEBE | ADE | M118600 | 55568-0000144 | 19872 | NOVATECNICA | GARANTIA | NO APLICA | NA | SI | X | X | 1002 | URGENCIAS PEDIATRIA | URGENCIAS PEDIATRIA | PESA BEBE | ADE | M118600 | 55568-0000144 | 19872 | NOVATECNICA | GARANTIA | NO APLICA | NA | SI | X | X | 1002 | URGENCIAS PEDIATRIA | URGENCIAS PEDIATRIA | PESA BEBE | ADE | M118600 | 55568-0000144 | 19872 | NOVATECNICA | GARANTIA | NO APLICA | NA | SI | X | X | 1002 | URGENCIAS PEDIATRIA | URGENCIAS PEDIATRIA | PESA BEBE | ADE | M118600 | 55568-0000144 | 19872 | NOVATECNICA | GARANTIA | NO APLICA | NA | SI | X | X | 1002 | URGENCIAS PEDIATRIA | URGENCIAS PEDIATRIA | PESA BEBE | ADE | M118600 | 55568-0000144 | 19872 | NOVATECNICA | GARANTIA | NO APLICA | NA | SI | X | X | 1002 | URGENCIAS PEDIATRIA | URGENCIAS PEDIATRIA | PESA BEBE | ADE | M118600 | 55568-0000144 | 19872 | NOVATECNICA | GARANTIA | NO APLICA | NA | SI | X | X | 1002 | URGENCIAS PEDIATRIA | URGENCIAS PEDIATRIA | PESA BEBE | ADE | M118600 | 55568-0000144 | 19872 | NOVATECNICA | GARANTIA | NO APLICA | NA | SI | X | X | 1002 | URGENCIAS PEDIATRIA | URGENCIAS PEDIATRIA | PESA BEBE | ADE | M118600 | 55568-0000144 | 19872 | NOVATECNICA | GARANTIA | NO APLICA | NA | SI | X | X | 1002 | URGENCIAS PEDIATRIA | URGENCIAS PEDIATRIA | PESA BEBE | ADE | M118600 | 55568-0000144 | 19872 | NOVATECNICA | GARANTIA | NO APLICA | NA | SI | X | X | 1002 | URGENCIAS PEDIATRIA | URGENCIAS PEDIATRIA | PESA BEBE | ADE | M118600 | 55568-0000144 | 19872 | NOVATECNICA | GARANTIA | NO APLICA | NA | SI | X | X | 1002 | URGENCIAS PEDIATRIA | URGENCIAS PEDIATRIA | PESA BEBE | ADE | M118600 | 55568-0000144 | 19872 | NOVATECNICA | GARANTIA | NO APLICA | NA | SI | X | X | 1002 | URGENCIAS PEDIATRIA | URGENCIAS PEDIATRIA | PESA BEBE | ADE | M118600 | 55568-0000144 | 19872 | NOVATECNICA | GARANTIA | NO APLICA | NA | SI | X | X | 1002 | URGENCIAS PEDIATRIA | URGENCIAS PEDIATRIA | PESA BEBE | ADE | M118600 | 55568-0000144 | 19872 | NOVATECNICA | GARANTIA | NO APLICA | NA | SI | X | X | 1002 | URGENCIAS PEDIATRIA | URGENCIAS PEDIATRIA | PESA BEBE | ADE | M118600 | 55568-0000144 | 19872 | NOVATECNICA | GARANTIA | NO APLICA | NA | SI | X | X | 1002 | URGENCIAS PEDIATRIA | URGENCIAS PEDIATRIA | PESA BEBE | ADE | M118600 | 55568-0000144 | 19872 | NOVATECNICA | GARANTIA | NO APLICA | NA | SI | X | X | 1002 | URGENCIAS PEDIATRIA | URGENCIAS PEDIATRIA | PESA BEBE | ADE | M118600 | 55568-0000144 | 19872 | NOVATECNICA | GARANTIA | NO APLICA | NA | SI | X | X | 1002 | URGENCIAS PEDIATRIA | URGENCIAS PEDIATRIA | PESA BEBE | ADE | M118600 | 55568-0000144 | 19872 | NOVATECNICA | GARANTIA | NO APLICA | NA | SI | X | X | 1002 | URGENCIAS PEDIATRIA | URGENCIAS PEDIATRIA | PESA BEBE | ADE | M118600 | 55568-0000144 | 19872 | NOVATECNICA | GARANTIA | NO APLICA | NA | SI | X | X | 1002 | URGENCIAS PEDIATRIA | URGENCIAS PEDIATRIA | PESA BEBE | ADE | M118600 | 55568-0000144 | 19872 | NOVATECNICA | GARANTIA | NO APLICA | NA | SI | X | X | 1002 | URGENCIAS PEDIATRIA | URGENCIAS PEDIATRIA | PESA BEBE | ADE | M118600 | 55568-0000144 | 19872 | NOVATECNICA | GARANTIA | NO APLICA | NA | SI | X | X | 1002 | URGENCIAS PEDIATRIA | URGENCIAS PEDIATRIA | PESA BEBE | ADE | M118600 | 55568-0000144 | 19872 | NOVATECNICA | GARANTIA | NO APLICA | NA | SI | X | X | 1002 | URGENCIAS PEDIATRIA | URGENCIAS PEDIATRIA | PESA BEBE | ADE | M118600 | 55568-0000144 | 19872 | NOVATECNICA | GARANTIA | NO APLICA | NA | SI | X | X | 1002 | URGENCIAS PEDIATRIA | URGENCIAS PEDIATRIA | PESA BEBE | ADE | M118600 | 55568-0000144 | 19872 | NOVATECNICA | GARANTIA | NO APLICA | NA | SI | X | X | 1002 | URGENCIAS PEDIATRIA | URGENCIAS PEDIATRIA | PESA BEBE | ADE | M118600 | 55568-0000144 | 19872 | NOVATECNICA | GARANTIA | NO APLICA | NA | SI | X | X | 1002 | URGENCIAS PEDIATRIA | URGENCIAS PEDIATRIA | PESA BEBE | ADE | M118600 | 55568-0000144 | 19872 | NOVATECNICA | GARANTIA | NO APLICA | NA | SI | X | X | 1002 | URGENCIAS PEDIATRIA | URGENCIAS PEDIATRIA | PESA BEBE | ADE | M118600 | 55568-0000144 | 19872 | NOVATECNICA | GARANTIA | NO APLICA | NA | SI | X | X | 1002 | URGENCIAS PEDIATRIA | URGENCIAS PEDIATRIA | PESA BEBE | ADE | M118600 | 55568-0000144 | 19872 | NOVATECNICA | GARANTIA | NO APLICA | NA | SI | X | X | 1002 | URGENCIAS PEDIATRIA | URGENCIAS PEDIATRIA | PESA BEBE | ADE | M118600 | 55568-0000144 | 19872 | NOVATECNICA | GARANTIA | NO APLICA | NA | SI | X | X | 1002 | URGENCIAS PEDIATRIA | URGENCIAS PEDIATRIA | PESA BEBE | ADE | M118600 | 55568-0000144 | 19872 | NOVATECNICA | GARANTIA | NO APLICA | NA | SI | X | X | 1002 | URGENCIAS PEDIATRIA | URGENCIAS PEDIATRIA | PESA BEBE | ADE | M118600 | 55568-0000144 | 19872 | NOVATECNICA | GARANTIA | NO APLICA | NA | SI | X | X | 1002 | URGENCIAS PEDIATRIA | URGENCIAS PEDIATRIA | PESA BEBE | ADE | M118600 | 55568-0000144 | 19872 | NOVATECNICA | GARANTIA | NO APLICA | NA | SI | X | X | 1002 | URGENCIAS PEDIATRIA | URGENCIAS PEDIATRIA | PESA BEBE | ADE | M118600 | 55568-0000144 | 19872 | NOVATECNICA | GARANTIA | NO APLICA | NA | SI | X | X | 1002 | URGENCIAS PEDIATRIA | URGENCIAS PEDIATRIA | PESA BEBE | ADE | M118600 | 55568-0000144 | 19872 | NOVATECNICA | GARANTIA | NO APLICA | NA | SI | X | X | 1002 | URGENCIAS PEDIATRIA | URGENCIAS PEDIATRIA | PESA BEBE | ADE | M118600 | 55568-0000144 | 19872 | NOVATECNICA | GARANTIA | NO APLICA | NA | SI | X | X | 1002 | URGENCIAS PEDIATRIA | URGENCIAS PEDIATRIA | PESA BEBE | ADE | M118600 | 55568-0000144 | 19872 | NOVATECNICA | GARANTIA | NO APLICA | NA | SI | X | X | 1002 | URGENCIAS PEDIATRIA | URGENCIAS PEDIATRIA | PESA BEBE | ADE | M118600 | 55568-0000144 | 19872 | NOVATECNICA | GARANTIA | NO APLICA | NA | SI | X | X | 1002 | URGENCIAS PEDIATRIA | URGENCIAS PEDIATRIA | PESA BEBE | ADE | M118600 | 55568-0000144 | 19872 | NOVATECNICA | GARANTIA | NO APLICA | NA | SI | X | X | 1002 | URGENCIAS PEDIATRIA | URGENCIAS PEDIATRIA | PESA BEBE | ADE | M118600 | 55568-0000144 | 19872 | NOVATECNICA | GARANTIA | NO APLICA | NA | SI | X | X | 1002 | URGENCIAS PEDIATRIA | URGENCIAS PEDIATRIA | PESA BEBE | ADE | M118600 | 55568-0000144 | 19872 | NOVATECNICA | GARANTIA | NO APLICA | NA | SI | X | X | 1002 | URGENCIAS PEDIATRIA | URGENCIAS PEDIATRIA | PESA BEBE | ADE | M118600 | 55568-0000144 | 19872 | NOVATECNICA | GARANTIA | NO APLICA | NA | SI | X | X | 1002 | URGENCIAS PEDIATRIA | URGENCIAS PEDIATRIA | PESA BEBE | ADE | M118600 | 55568-0000144 | 19872 | NOVATECNICA | GARANTIA | NO APLICA | NA | SI | X | X | 1002 | URGENCIAS PEDIATRIA | URGENCIAS PEDIATRIA | PESA BEBE | ADE | M118600 | 55568-0000144 | 19872 | NOVATECNICA | GARANTIA | NO APLICA | NA | SI | X | X | 1002 | URGENCIAS PEDIATRIA | URGENCIAS PEDIATRIA | PESA BEBE | ADE | M118600 | 55568-0000144 | 19872 | NOVATECNICA | GARANTIA | NO APLICA | NA | SI | X | X | 1002 | URGENCIAS PEDIATRIA | URGENCIAS PEDIATRIA | PESA BEBE | ADE | M118600 | 55568-0000144 | 19872 | NOVATECNICA | GARANTIA | NO APLICA | NA | SI | X | X | 1002 | URGENCIAS PEDIATRIA | URGENCIAS PEDIATRIA | PESA BEBE | ADE | M118600 | 55568-0000144 | 19872 | NOVATECNICA | GARANTIA | NO APLICA | NA | SI | X | X | 1002 | URGENCIAS PEDIATRIA | URGENCIAS PEDIATRIA | PESA BEBE | ADE | M118600 | 55568-0000144 | 19872 | NOVATECNICA | GARANTIA | NO APLICA | NA | SI | X | X | 1002 | URGENCIAS PEDIATRIA | URGENCIAS PEDIATRIA | PESA BEBE | ADE | M118600 | 55568-0000144 | 19872 | NOVATECNICA | GARANTIA | NO APLICA | NA | SI | X | X | 1002 | URGENCIAS PEDIATRIA | URGENCIAS PEDIATRIA | PESA BEBE | ADE | M118600 | 55568-0000144 | 19872 | NOVATECNICA | GARANTIA | NO APLICA | NA | SI | X | X | 1002 | URGENCIAS PEDIATRIA | URGENCIAS PEDIATRIA | PESA BEBE | ADE | M118600 | 55568-0000144 | 19872 | NOVATECNICA | GARANTIA | NO APLICA | NA | SI | X | X | 1002 | URGENCIAS PEDIATRIA | URGENCIAS PEDIATRIA | PESA BEBE | ADE | M118600 | 55568-0000144 | 19872 | NOVATECNICA | GARANTIA | NO APLICA | NA | SI | X | X | 1002 | URGENCIAS PEDIATRIA | URGENCIAS PEDIATRIA | PESA BEBE | ADE | M118600 | 55568-0000144 | 19872 | NOVATECNICA | GARANTIA | NO APLICA | NA | SI | X | X | 1002 | URGENCIAS PEDIATRIA | URGENCIAS PEDIATRIA | PESA BEBE | ADE | M118600 | 55568-0000144 | 19872 | NOVATECNICA | GARANTIA | NO APLICA | NA | SI | X | X | 1002 | URGENCIAS PEDIATRIA | URGENCIAS PEDIATRIA | PESA BEBE | ADE | M118600 | 55568-0000144 | 19872 | NOVATECNICA | GARANTIA | NO APLICA | NA | SI | X | X | 1002 | URGENCIAS PEDIATRIA | URGENCIAS PEDIATRIA | PESA BEBE | ADE | M118600 | 55568-0000144 | 19872 | NOVATECNICA | GARANTIA | NO APLICA | NA | SI | X | X | 1002 | URGENCIAS PEDIATRIA | URGENCIAS PEDIATRIA | PESA BEBE | ADE | M118600 | 55568-0000144 | 19872 | NOVATECNICA | GARANTIA | NO APLICA | NA | SI | X | X | 1002 | URGENCIAS PEDIATRIA | URGENCIAS PEDIATRIA | PESA BEBE | ADE | M118600 | 55568-0000144 | 19872 | NOVATECNICA | GARANTIA | NO APLICA | NA | SI | X | X | 1002 | URGENCIAS PEDIATRIA | URGENCIAS PEDIATRIA | PESA BEBE | ADE | M118600 | 55568-0000144 | 19872 | NOVATECNICA | GARANTIA | NO APLICA | NA | SI | X | X | 1002 | URGENCIAS PEDIATRIA | URGENCIAS PEDIATRIA | PESA BEBE | ADE | M118600 | 55568-0000144 | 19872 | NOVATECNICA | GARANTIA | NO APLICA | NA | SI | X | X | 1002 | URGENCIAS PEDIATRIA | URGENCIAS PEDIATRIA | PESA BEBE | ADE | M118600 | 55568-0000144 | 19872 | NOVATECNICA | GARANTIA | NO APLICA | NA | SI | X | X | 1002 | URGENCIAS PEDIATRIA | URGENCIAS PEDIATRIA | PESA BEBE | ADE | M118600 | 55568-0000144 | 19872 | NOVATECNICA | GARANTIA | NO APLICA | NA | SI | X | X | 1002 | URGENCIAS PEDIATRIA | URGENCIAS PEDIATRIA | PESA BEBE | ADE | M118600 | 55568-0000144 | 19872 | NOVATECNICA | GARANTIA | NO APLICA | NA | SI | X | X | 1002 | URGENCIAS PEDIATRIA | URGENCIAS PEDIATRIA | PESA BEBE | ADE | M118600 | 55568-0000144 | 19872 | NOVATECNICA | GARANTIA | NO APLICA | NA | SI | X | X | 1002 | URGENCIAS PEDIATRIA | URGENCIAS PEDIATRIA | PESA BEBE | ADE | M118600 | 55568-0000144 | 19872 | NOVATECNICA | GARANTIA | NO APLICA | NA | SI | X | X | 1002 | URGENCIAS PEDIATRIA | URGENCIAS PEDIATRIA | PESA BEBE | ADE | M118600 | 55568-0000144 | 19872 | NOVATECNICA | GARANTIA | NO APLICA | NA | SI | X | X | 1002 | URGENCIAS PEDIATRIA | URGENCIAS PEDIATRIA | PESA BEBE | ADE | M118600 | 55568-0000144 | 19872 | NOVATECNICA | GARANTIA | NO APLICA | NA | SI | X | X | 1002 | URGENCIAS PEDIATRIA | URGENCIAS PEDIATRIA | PESA BEBE | ADE | M118600 | 55568-0000144 | 19872 | NOVATECNICA | GARANTIA | NO APLICA | NA | SI | X | X | 1002 | URGENCIAS PEDIATRIA | URGENCIAS PEDIATRIA | PESA BEBE | ADE | M118600 | 55568-0000144 | 19872 | NOVATECNICA | GARANTIA | NO APLICA | NA | SI | X | X | 1002 | URGENCIAS PEDIATRIA | URGENCIAS PEDIATRIA | PESA BEBE | ADE | M118600 | 55568-0000144 | 19872 | NOVATECNICA | GARANTIA | NO APLICA | NA | SI | X | X | 1002 | URGENCIAS PEDIATRIA | URGENCIAS PEDIATRIA | PESA BEBE | ADE | M118600 | 55568-0000144 | 19872 | NOVATECNICA | GARANTIA | NO APLICA | NA | SI | X | X | 1002 | URGENCIAS PEDIATRIA | URGENCIAS PEDIATRIA | PESA BEBE | ADE | M118600 | 55568-0000144 | 19872 | NOVATECNICA | GARANTIA | NO APLICA | NA | SI | X | X | 1002 | URGENCIAS PEDIATRIA | URGENCIAS PEDIATRIA | PESA BEBE | ADE | M118600 | 55568-0000144 | 19872 | NOVATECNICA | GARANTIA | NO APLICA | NA | SI | X | X | 1002 | URGENCIAS PEDIATRIA | URGENCIAS PEDIATRIA | PESA BEBE | ADE | M118600 | 55568-0000144 | 19872 | NOVATECNICA | GARANTIA | NO APLICA | NA | SI | X | X | 1002 | URGENCIAS PEDIATRIA | URGENCIAS PEDIATRIA | PESA BEBE | ADE | M118600 | 55568-0000144 | 19872 | NOVATECNICA | GARANTIA | NO APLICA | NA | SI | X | X | 1002 | URGENCIAS PEDIATRIA | URGENCIAS PEDIATRIA | PESA BEBE | ADE | M118600 | 55568-0000144 | 19872 | NOVATECNICA | GARANTIA | NO APLICA | NA | SI | X | X | 1002 | URGENCIAS PEDIATRIA | URGENCIAS PEDIATRIA | PESA BEBE | ADE | M118600 | 55568-0000144 | 19872 | NOVATECNICA | GARANTIA | NO APLICA | NA | SI | X | X | 1002 | URGENCIAS PEDIATRIA | URGENCIAS PEDIATRIA | PESA BEBE | ADE | M118600 | 55568-0000144 | 19872 | NOVATECNICA | GARANTIA | NO APLICA | NA | SI | X | X | 1002 | URGENCIAS PEDIATRIA | URGENCIAS PEDIATRIA | PESA BEBE | ADE | M118600 | 55568-0000144 | 19872 | NOVATECNICA | GARANTIA | NO APLICA | NA | SI | X | X | 1002 | URGENCIAS PEDIATRIA | URGENCIAS PEDIATRIA | PESA BEBE | ADE | M118600 | 55568-0000144 | 19872 | NOVATECNICA | GARANTIA | NO APLICA | NA | SI | X | X | 1002 | URGENCIAS PEDIATRIA | URGENCIAS PEDIATRIA | PESA BEBE | ADE | M118600 | 55568-0000144 | 19872 | NOVATECNICA | GARANTIA | NO APLICA | NA | SI | X | X | 1002 | URGENCIAS PEDIATRIA | URGENCIAS PEDIATRIA | PESA BEBE | ADE | M118600 | 55568-0000144 | 19872 | NOVATECNICA | GARANTIA | NO APLICA | NA | SI | X | X | 1002 | URGENCIAS PEDIATRIA | URGENCIAS PEDIATRIA | PESA BEBE | ADE | M118600 | 55568-0000144 | 19872 | NOVATECNICA | GARANTIA | NO APLICA | NA | SI | X | X | 1002 | URGENCIAS PEDIATRIA | URGENCIAS PEDIATRIA | PESA BEBE | ADE | M118600 | 55568-0000144 | 19872 | NOVATECNICA | GARANTIA | NO APLICA | NA | SI | X | X | 1002 | URGENCIAS PEDIATRIA | URGENCIAS PEDIATRIA | PESA BEBE | ADE | M118600 | 55568-0000144 | 19872 | NOVATECNICA | GARANTIA | NO APLICA | NA | SI | X | X | 1002 | URGENCIAS PEDIATRIA | URGENCIAS PEDIATRIA | PESA BEBE | ADE | M118600 | 55568-0000144 | 19872 | NOVATECNICA | GARANTIA | NO APLICA | NA | SI | X | X | 1002 | URGENCIAS PEDIATRIA | URGENCIAS PEDIATRIA | PESA BEBE | ADE | M118600 | 55568-0000144 | 19872 | NOVATECNICA | GARANTIA | NO APLICA | NA | SI | X | X | 1002 | URGENCIAS PEDIATRIA | URGENCIAS PEDIATRIA | PESA BEBE | ADE | M118600 | 55568-0000144 | 19872 | NOVATECNICA | GARANTIA | NO APLICA | NA | SI | X | X | 1002 | URGENCIAS PEDIATRIA | URGENCIAS PEDIATRIA | PESA BEBE | ADE | M118600 | 55568-0000144 | 19872 | NOVATECNICA | GARANTIA | NO APLICA | NA | SI | X | X | 1002 | URGENCIAS PEDIATRIA | URGENCIAS PEDIATRIA | PESA BEBE | ADE | M118600 | 55568-0000144 | 19872 | NOVATECNICA | GARANTIA | NO APLICA | NA | SI | X | X | 1002 | URGENCIAS PEDIATRIA | URGENCIAS PEDIATRIA | PESA BEBE | ADE | M118600 | 55568-0000144 | 19872 | NOVATECNICA | GARANTIA | NO APLICA | NA | SI | X | X | 1002 | URGENCIAS PEDIATRIA | URGENCIAS PEDIATRIA | PESA BEBE | ADE | M118600 | 55568-0000144 | 19872 | NOVATECNICA | GARANTIA | NO APLICA | NA | SI | X | X | 1002 | URGENCIAS PEDIATRIA | URGENCIAS PEDIATRIA | PESA BEBE | ADE | M118600 | 55568-0000144 | 19872 | NOVATECNICA | GARANTIA | NO APLICA | NA | SI | X | X | 1002 | URGENCIAS PEDIATRIA | URGENCIAS PEDIATRIA | PESA BEBE | ADE | M118600 | 55568-0000144 | 19872 | NOVATECNICA | GARANTIA | NO APLICA | NA | SI | X | X | 1002 | URGENCIAS PEDIATRIA | URGENCIAS PEDIATRIA | PESA BEBE | ADE | M118600 | 55568-0000144 | 19872 | NOVATECNICA | GARANTIA | NO APLICA | NA | SI | X | X | 1002 | URGENCIAS PEDIATRIA | URGENCIAS PEDIATRIA | PESA BEBE | ADE | M118600 | 55568-0000144 | 19872 | NOVATECNICA | GARANTIA | NO APLICA | NA | SI | X | X | 1002 | URGENCIAS PEDIATRIA | URGENCIAS PEDIATRIA | PESA BEBE | ADE | M118600 | 55568-0000144 | 19872 | NOVATECNICA | GARANTIA | NO APLICA | NA | SI | X | X | 1002 | URGENCIAS PEDIATRIA | URGENCIAS PEDIATRIA | PESA BEBE | ADE | M118600 | 55568-0000144 | 19872 | NOVATECNICA | GARANTIA | NO APLICA | NA | SI | X | X | 1002 | URGENCIAS PEDIATRIA | URGENCIAS PEDIATRIA | PESA BEBE | ADE | M118600 | 55568-0000144 | 19872 | NOVATECNICA | GARANTIA | NO APLICA | NA | SI | X | X | 1002 | URGENCIAS PEDIATRIA | URGENCIAS PEDIATRIA | PESA BEBE | ADE | M118600 | 55568-0000144 | 19872 | NOVATECNICA | GARANTIA | NO APLICA | NA | SI | X | X | 1002 | URGENCIAS PEDIATRIA | URGENCIAS PEDIATRIA | PESA BEBE | ADE | M118600 | 55568-0000144 | 19872 | NOVATECNICA | GARANTIA | NO APLICA | NA | SI | X | X | 1002 | URGENCIAS PEDIATRIA | URGENCIAS PEDIATRIA | PESA BEBE | ADE | M118600 | 55568-0000144 | 19872 | NOVATECNICA | GARANTIA | NO APLICA | NA | SI | X | X | 1002 | URGENCIAS PEDIATRIA | URGENCIAS PEDIATRIA | PESA BEBE | ADE | M118600 | 55568-0000144 | 19872 | NOVATECNICA | GARANTIA | NO APLICA | NA | SI | X | X | 1002 | URGENCIAS PEDIATRIA | URGENCIAS PEDIATRIA | PESA BEBE | ADE | M118600 | 55568-0000144 | 19872 | NOVATECNICA | GARANTIA | NO APLICA | NA | SI | X | X | 1002 | URGENCIAS PEDIATRIA | URGENCIAS PEDIATRIA | PESA BEBE | ADE | M118600 | 55568-0000144 | 19872 | NOVATECNICA | GARANTIA | NO APLICA | NA | SI | X | X | 1002 | URGENCIAS PEDIATRIA | URGENCIAS PEDIATRIA | PESA BEBE | ADE | M118600 | 55568-0000144 | 19872 | NOVATECNICA | GARANTIA | NO APLICA | NA | SI | X | X | 1002 | URGENCIAS PEDIATRIA | URGENCIAS PEDIATRIA | PESA BEBE | ADE | M118600 | 55568-0000144 | 19872 | NOVATECNICA | GARANTIA | NO APLICA | NA | SI | X | X | 1002 | URGENCIAS PEDIATRIA | URGENCIAS PEDIATRIA | PESA BEBE | ADE | M118600 | 55568-0000144 | 19872 | NOVATECNICA | GARANTIA | NO APLICA | NA | SI | X | X | 1002 | URGENCIAS PEDIATRIA | URGENCIAS PEDIATRIA | PESA BEBE | ADE | M118600 | 55568-0000144 | 19872 | NOVATECNICA | GARANTIA | NO APLICA | NA | SI | X | X | 1002 | URGENCIAS PEDIATRIA | URGENCIAS PEDIATRIA | PESA BEBE | ADE | M118600 | 55568-0000144 | 19872 | NOVATECNICA | GARANTIA | NO APLICA | NA | SI | X | X | 1002 | URGENCIAS PEDIATRIA | URGENCIAS PEDIATRIA | PESA BEBE | ADE | M118600 | 55568-0000144 | 19872 | NOVATECNICA | GARANTIA | NO APLICA | NA | SI | X | X | 1002 | URGENCIAS PEDIATRIA | URGENCIAS PEDIATRIA | PESA BEBE | ADE | M118600 | 55568-0000144 | 19872 | NOVATECNICA | GARANTIA | NO APLICA | NA | SI | X | X | 1002 | URGENCIAS PEDIATRIA | URGENCIAS PEDIATRIA | PESA BEBE | ADE | M118600 | 55568-0000144 | 19872 | NOVATECNICA | GARANTIA | NO APLICA | NA | SI | X | X | 1002 | URGENCIAS PEDIATRIA | URGENCIAS PEDIATRIA | PESA BEBE | ADE | M118600 | 55568-0000144 | 19872 | NOVATECNICA | GARANTIA | NO APLICA | NA | SI | X | X | 1002 | URGENCIAS PEDIATRIA | URGENCIAS PEDIATRIA | PESA BEBE | ADE | M118600 | 55568-0000144 | 19872 | NOVATECNICA | GARANTIA | NO APLICA | NA | SI | X | X | 1002 | URGENCIAS PEDIATRIA | URGENCIAS PEDIATRIA | PESA BEBE | ADE | M118600 | 55568-0000144 | 19872 | NOVATECNICA | GARANTIA | NO APLICA | NA | SI | X | X | 1002 | URGENCIAS PEDIATRIA | URGENCIAS PEDIATRIA | PESA BEBE | ADE | M118600 | 55568-0000144 | 19872 | NOVATECNICA | GARANTIA | NO APLICA | NA | SI | X | X | 1002 | URGENCIAS PEDIATRIA | URGENCIAS PEDIATRIA | PESA BEBE | ADE | M118600 | 55568-0000144 | 19872 | NOVATECNICA | GARANTIA | NO APLICA | NA | SI | X | X | 1002 | URGENCIAS PEDIATRIA | URGENCIAS PEDIATRIA | PESA BEBE | ADE | M118600 | 55568-0000144 | 19872 | NOVATECNICA | GARANTIA | NO APLICA | NA | SI | X | X | 1002 | URGENCIAS PEDIATRIA | URGENCIAS PEDIATRIA | PESA BEBE | ADE | M118600 | 55568-0000144 | 19872 | NOVATECNICA | GARANTIA | NO APLICA | NA | SI | X | X | 1002 | URGENCIAS PEDIATRIA | URGENCIAS PEDIATRIA | PESA BEBE | ADE | M118600 | 55568-0000144 | 19872 | NOVATECNICA | GARANTIA | NO APLICA | NA | SI | X | X | 1002 | URGENCIAS PEDIATRIA | URGENCIAS PEDIATRIA | PESA BEBE | ADE | M118600 | 55568-0000144 | 19872 | NOVATECNICA | GARANTIA | NO APLICA | NA | SI | X | X | 1002 | URGENCIAS PEDIATRIA | URGENCIAS PEDIATRIA | PESA BEBE | ADE | M118600 | 55568-0000144 | 19872 | NOVATECNICA | GARANTIA | NO APLICA | NA | SI | X | X | 1002 | URGENCIAS PEDIATRIA | URGENCIAS PEDIATRIA | PESA BEBE | ADE | M118600 | 55568-0000144 | 19872 | NOVATECNICA | GARANTIA | NO APLICA | NA | SI | X | X | 1002 | URGENCIAS PEDIATRIA | URGENCIAS PEDIATRIA | PESA BEBE | ADE | M118600 | 55568-0000144 | 19872 | NOVATECNICA | GARANTIA | NO APLICA | NA | SI | X | X | 1002 | URGENCIAS PEDIATRIA | URGENCIAS PEDIATRIA | PESA BEBE | ADE | M118600 | 55568-0000144 | 19872 | NOVATECNICA | GARANTIA | NO APLICA | NA | SI | X | X | 1002 | URGENCIAS PEDIATRIA | URGENCIAS PEDIATRIA | PESA BEBE | ADE | M118600 | 55568-0000144 | 19872 | NOVATECNICA | GARANTIA | NO APLICA | NA | SI | X | X | 1002 | URGENCIAS PEDIATRIA | URGENCIAS PEDIATRIA | PESA BEBE | ADE | M118600 | 55568-0000144 | 19872 | NOVATECNICA | GARANTIA | NO APLICA | NA | SI | X | X | 1002 | URGENCIAS PEDIATRIA | URGENCIAS PEDIATRIA | PESA BEBE | ADE | M118600 | 55568-0000144 | 19872 | NOVATECNICA | GARANTIA | NO APLICA | NA | SI | X | X | 1002 | URGENCIAS PEDIATRIA | URGENCIAS PEDIATRIA | PESA BEBE | ADE | M118600 | 55568-0000144 | 19872 | NOVATECNICA | GARANTIA | NO APLICA | NA | SI | X | X | 1002 | URGENCIAS PEDIATRIA | URGENCIAS PEDIATRIA | PESA BEBE | ADE | M118600 | 55568-0000144 | 19872 | NOVATECNICA | GARANTIA | NO APLICA | NA | SI | X | X | 1002 | URGENCIAS PEDIATRIA | URGENCIAS PEDIATRIA | PESA BEBE | ADE | M118600 | 55568-0000144 | 19872 | NOVATECNICA | GARANTIA | NO APLICA | NA | SI | X | X | 1002 | URGENCIAS PEDIATRIA | URGENCIAS PEDIATRIA | PESA BEBE | ADE | M118600 | 55568-0000144 | 19872 | NOVATECNICA | GARANTIA | NO APLICA | NA | SI | X | X | 1002 | URGENCIAS PEDIATRIA | URGENCIAS PEDIATRIA | PESA BEBE | ADE | M118600 | 55568-0000144 | 19872 | NOVATECNICA | GARANTIA | NO APLICA | NA | SI | X | X | 1002 | URGENCIAS PEDIATRIA | URGENCIAS PEDIATRIA | PESA BEBE | ADE | M118600 | 55568-0000144 | 19872 | NOVATECNICA | GARANTIA | NO APLICA | NA | SI | X | X | 1002 | URGENCIAS PEDIATRIA | URGENCIAS PEDIATRIA | PESA BEBE | ADE | M118600 | 55568-0000144 | 19872 | NOVATECNICA | GARANTIA | NO APLICA | NA | SI | X | X | 1002 | URGENCIAS PEDIATRIA | URGENCIAS PEDIATRIA | PESA BEBE | ADE | M118600 | 55568-0000144 | 19872 | NOVATECNICA | GARANTIA | NO APLICA | NA | SI | X | X | 1002 | URGENCIAS PEDIATRIA | URGENCIAS PEDIATRIA | PESA BEBE | ADE | M118600 | 55568-0000144 | 19872 | NOVATECNICA | GARANTIA | NO APLICA | NA | SI | X | X | 1002 | URGENCIAS PEDIATRIA | URGENCIAS PEDIATRIA | PESA BEBE | ADE | M118600 | 55568-0000144 | 19872 | NOVATECNICA | GARANTIA | NO APLICA | NA | SI | X | X | 1002 | URGENCIAS PEDIATRIA | URGENCIAS PEDIATRIA | PESA BEBE | ADE | M118600 | 55568-0000144 | 19872 | NOVATECNICA | GARANTIA | NO APLICA | NA | SI | X | X | 1002 | URGENCIAS PEDIATRIA | URGENCIAS PEDIATRIA | PESA BEBE | ADE | M118600 | 55568-0000144 | 19872 | NOVATECNICA | GARANTIA | NO APLICA | NA | SI | X | X | 1002 | URGENCIAS PEDIATRIA | URGENCIAS PEDIATRIA | PESA BEBE | ADE | M118600 | 55568-0000144 | 19872 | NOVATECNICA | GARANTIA | NO APLICA | NA | SI | X | X | 1002 | URGENCIAS PEDIATRIA | URGENCIAS PEDIATRIA | PESA BEBE | ADE | M118600 | 55568-0000144 | 19872 | NOVATECNICA | GARANTIA | NO APLICA | NA | SI | X | X | 1002 | URGENCIAS PEDIATRIA | URGENCIAS PEDIATRIA | PESA BEBE | ADE | M118600 | 55568-0000144 | 19872 | NOVATECNICA | GARANTIA | NO APLICA | NA | SI | X | X | 1002 | URGENCIAS PEDIATRIA | URGENCIAS PEDIATRIA | PESA BEBE | ADE | M118600 | 55568-0000144 | 19872 | NOVATECNICA | GARANTIA | NO APLICA | NA | SI | X | X | 1002 | URGENCIAS PEDIATRIA | URGENCIAS PEDIATRIA | PESA BEBE | ADE | M118600 | 55568-0000144 | 19872 | NOVATECNICA | GARANTIA | NO APLICA | NA | SI | X | X | 1002 | URGENCIAS PEDIATRIA | URGENCIAS PEDIATRIA | PESA BEBE | ADE | M118600 | 55568-0000144 | 19872 | NOVATECNICA | GARANTIA | NO APLICA | NA | SI | X | X | 1002 | URGENCIAS PEDIATRIA | URGENCIAS PEDIATRIA | PESA BEBE | ADE | M118600 | 55568-0000144 | 19872 | NOVATECNICA | GARANTIA | NO APLICA | NA | SI | X | X | 1002 | URGENCIAS PEDIATRIA | URGENCIAS PEDIATRIA | PESA BEBE | ADE | M118600 | 55568-0000144 | 19872 | NOVATECNICA | GARANTIA | NO APLICA | NA | SI | X | X | 1002 | URGENCIAS PEDIATRIA | URGENCIAS PEDIATRIA | PESA BEBE | ADE | M118600 | 55568-0000144 | 19872 | NOVATECNICA | GARANTIA | NO APLICA | NA | SI | X | X | 1002 | URGENCIAS PEDIATRIA | URGENCIAS PEDIATRIA | PESA BEBE | ADE | M118600 | 55568-0000144 | 19872 | NOVATECNICA | GARANTIA | NO APLICA | NA | SI | X | X | 1002 | URGENCIAS PEDIATRIA | URGENCIAS PEDIATRIA | PESA BEBE | ADE | M118600 | 55568-0000144 | 19872 | NOVATECNICA | GARANTIA | NO APLICA | NA | SI | X | X | 1002 | URGENCIAS PEDIATRIA | URGENCIAS PEDIATRIA | PESA BEBE | ADE | M118600 | 55568-0000144 | 19872 | NOVATECNICA | GARANTIA | NO APLICA | NA | SI | X | X | 1002 | URGENCIAS PEDIATRIA | URGENCIAS PEDIATRIA | PESA BEBE | ADE | M118600 | 55568-0000144 | 19872 | NOVATECNICA | GARANTIA | NO APLICA | NA | SI | X | X
288 | ALMACEN Y COMPRAS | ALMACEN Y COMPRAS | TERMOMETRO | NR | NR | NR | 19934 | CELSIUS | CALIBRACIÓN | N/R | NA | NA | [11 empty] | X
289 | ALMACEN Y COMPRAS | ALMACEN Y COMPRAS | REFRIGERADOR | MELING | YC-315L | 241203999 | 19933 | CELSIUS | RE CALIFICACIÓN |  | 2026-06-18 | F15774 | [6 empty] | 18 | [6 empty] | 1005 | ALMACEN Y COMPRAS | ALMACEN Y COMPRAS | REFRIGERADOR | MELING | YC 130L | 241203999 | 19933 | BPL MEDICAL | OS DE MNTO | INVIMA 2022DM-002584 | IIA |  |  |  | 1005 | ALMACEN Y COMPRAS | ALMACEN Y COMPRAS | REFRIGERADOR | MELING | YC 130L | 241203999 | 19933 | BPL MEDICAL | OS DE MNTO | INVIMA 2022DM-002584 | IIA |  |  |  | 1005 | ALMACEN Y COMPRAS | ALMACEN Y COMPRAS | REFRIGERADOR | MELING | YC 130L | 241203999 | 19933 | BPL MEDICAL | OS DE MNTO | INVIMA 2022DM-002584 | IIA |  |  |  | 1005 | ALMACEN Y COMPRAS | ALMACEN Y COMPRAS | REFRIGERADOR | MELING | YC 130L | 241203999 | 19933 | BPL MEDICAL | OS DE MNTO | INVIMA 2022DM-002584 | IIA |  |  |  | 1005 | ALMACEN Y COMPRAS | ALMACEN Y COMPRAS | REFRIGERADOR | MELING | YC 130L | 241203999 | 19933 | BPL MEDICAL | OS DE MNTO | INVIMA 2022DM-002584 | IIA |  |  |  | 1005 | ALMACEN Y COMPRAS | ALMACEN Y COMPRAS | REFRIGERADOR | MELING | YC 130L | 241203999 | 19933 | BPL MEDICAL | OS DE MNTO | INVIMA 2022DM-002584 | IIA |  |  |  | 1005 | ALMACEN Y COMPRAS | ALMACEN Y COMPRAS | REFRIGERADOR | MELING | YC 130L | 241203999 | 19933 | BPL MEDICAL | OS DE MNTO | INVIMA 2022DM-002584 | IIA |  |  |  | 1005 | ALMACEN Y COMPRAS | ALMACEN Y COMPRAS | REFRIGERADOR | MELING | YC 130L | 241203999 | 19933 | BPL MEDICAL | OS DE MNTO | INVIMA 2022DM-002584 | IIA |  |  |  | 1005 | ALMACEN Y COMPRAS | ALMACEN Y COMPRAS | REFRIGERADOR | MELING | YC 130L | 241203999 | 19933 | BPL MEDICAL | OS DE MNTO | INVIMA 2022DM-002584 | IIA |  |  |  | 1005 | ALMACEN Y COMPRAS | ALMACEN Y COMPRAS | REFRIGERADOR | MELING | YC 130L | 241203999 | 19933 | BPL MEDICAL | OS DE MNTO | INVIMA 2022DM-002584 | IIA |  |  |  | 1005 | ALMACEN Y COMPRAS | ALMACEN Y COMPRAS | REFRIGERADOR | MELING | YC 130L | 241203999 | 19933 | BPL MEDICAL | OS DE MNTO | INVIMA 2022DM-002584 | IIA |  |  |  | 1005 | ALMACEN Y COMPRAS | ALMACEN Y COMPRAS | REFRIGERADOR | MELING | YC 130L | 241203999 | 19933 | BPL MEDICAL | OS DE MNTO | INVIMA 2022DM-002584 | IIA |  |  |  | 1005 | ALMACEN Y COMPRAS | ALMACEN Y COMPRAS | REFRIGERADOR | MELING | YC 130L | 241203999 | 19933 | BPL MEDICAL | OS DE MNTO | INVIMA 2022DM-002584 | IIA |  |  |  | 1005 | ALMACEN Y COMPRAS | ALMACEN Y COMPRAS | REFRIGERADOR | MELING | YC 130L | 241203999 | 19933 | BPL MEDICAL | OS DE MNTO | INVIMA 2022DM-002584 | IIA |  |  |  | 1005 | ALMACEN Y COMPRAS | ALMACEN Y COMPRAS | REFRIGERADOR | MELING | YC 130L | 241203999 | 19933 | BPL MEDICAL | OS DE MNTO | INVIMA 2022DM-002584 | IIA |  |  |  | 1005 | ALMACEN Y COMPRAS | ALMACEN Y COMPRAS | REFRIGERADOR | MELING | YC 130L | 241203999 | 19933 | BPL MEDICAL | OS DE MNTO | INVIMA 2022DM-002584 | IIA |  |  |  | 1005 | ALMACEN Y COMPRAS | ALMACEN Y COMPRAS | REFRIGERADOR | MELING | YC 130L | 241203999 | 19933 | BPL MEDICAL | OS DE MNTO | INVIMA 2022DM-002584 | IIA |  |  |  | 1005 | ALMACEN Y COMPRAS | ALMACEN Y COMPRAS | REFRIGERADOR | MELING | YC 130L | 241203999 | 19933 | BPL MEDICAL | OS DE MNTO | INVIMA 2022DM-002584 | IIA |  |  |  | 1005 | ALMACEN Y COMPRAS | ALMACEN Y COMPRAS | REFRIGERADOR | MELING | YC 130L | 241203999 | 19933 | BPL MEDICAL | OS DE MNTO | INVIMA 2022DM-002584 | IIA |  |  |  | 1005 | ALMACEN Y COMPRAS | ALMACEN Y COMPRAS | REFRIGERADOR | MELING | YC 130L | 241203999 | 19933 | BPL MEDICAL | OS DE MNTO | INVIMA 2022DM-002584 | IIA |  |  |  | 1005 | ALMACEN Y COMPRAS | ALMACEN Y COMPRAS | REFRIGERADOR | MELING | YC 130L | 241203999 | 19933 | BPL MEDICAL | OS DE MNTO | INVIMA 2022DM-002584 | IIA |  |  |  | 1005 | ALMACEN Y COMPRAS | ALMACEN Y COMPRAS | REFRIGERADOR | MELING | YC 130L | 241203999 | 19933 | BPL MEDICAL | OS DE MNTO | INVIMA 2022DM-002584 | IIA |  |  |  | 1005 | ALMACEN Y COMPRAS | ALMACEN Y COMPRAS | REFRIGERADOR | MELING | YC 130L | 241203999 | 19933 | BPL MEDICAL | OS DE MNTO | INVIMA 2022DM-002584 | IIA |  |  |  | 1005 | ALMACEN Y COMPRAS | ALMACEN Y COMPRAS | REFRIGERADOR | MELING | YC 130L | 241203999 | 19933 | BPL MEDICAL | OS DE MNTO | INVIMA 2022DM-002584 | IIA |  |  |  | 1005 | ALMACEN Y COMPRAS | ALMACEN Y COMPRAS | REFRIGERADOR | MELING | YC 130L | 241203999 | 19933 | BPL MEDICAL | OS DE MNTO | INVIMA 2022DM-002584 | IIA |  |  |  | 1005 | ALMACEN Y COMPRAS | ALMACEN Y COMPRAS | REFRIGERADOR | MELING | YC 130L | 241203999 | 19933 | BPL MEDICAL | OS DE MNTO | INVIMA 2022DM-002584 | IIA |  |  |  | 1005 | ALMACEN Y COMPRAS | ALMACEN Y COMPRAS | REFRIGERADOR | MELING | YC 130L | 241203999 | 19933 | BPL MEDICAL | OS DE MNTO | INVIMA 2022DM-002584 | IIA |  |  |  | 1005 | ALMACEN Y COMPRAS | ALMACEN Y COMPRAS | REFRIGERADOR | MELING | YC 130L | 241203999 | 19933 | BPL MEDICAL | OS DE MNTO | INVIMA 2022DM-002584 | IIA |  |  |  | 1005 | ALMACEN Y COMPRAS | ALMACEN Y COMPRAS | REFRIGERADOR | MELING | YC 130L | 241203999 | 19933 | BPL MEDICAL | OS DE MNTO | INVIMA 2022DM-002584 | IIA |  |  |  | 1005 | ALMACEN Y COMPRAS | ALMACEN Y COMPRAS | REFRIGERADOR | MELING | YC 130L | 241203999 | 19933 | BPL MEDICAL | OS DE MNTO | INVIMA 2022DM-002584 | IIA |  |  |  | 1005 | ALMACEN Y COMPRAS | ALMACEN Y COMPRAS | REFRIGERADOR | MELING | YC 130L | 241203999 | 19933 | BPL MEDICAL | OS DE MNTO | INVIMA 2022DM-002584 | IIA |  |  |  | 1005 | ALMACEN Y COMPRAS | ALMACEN Y COMPRAS | REFRIGERADOR | MELING | YC 130L | 241203999 | 19933 | BPL MEDICAL | OS DE MNTO | INVIMA 2022DM-002584 | IIA |  |  |  | 1005 | ALMACEN Y COMPRAS | ALMACEN Y COMPRAS | REFRIGERADOR | MELING | YC 130L | 241203999 | 19933 | BPL MEDICAL | OS DE MNTO | INVIMA 2022DM-002584 | IIA |  |  |  | 1005 | ALMACEN Y COMPRAS | ALMACEN Y COMPRAS | REFRIGERADOR | MELING | YC 130L | 241203999 | 19933 | BPL MEDICAL | OS DE MNTO | INVIMA 2022DM-002584 | IIA |  |  |  | 1005 | ALMACEN Y COMPRAS | ALMACEN Y COMPRAS | REFRIGERADOR | MELING | YC 130L | 241203999 | 19933 | BPL MEDICAL | OS DE MNTO | INVIMA 2022DM-002584 | IIA |  |  |  | 1005 | ALMACEN Y COMPRAS | ALMACEN Y COMPRAS | REFRIGERADOR | MELING | YC 130L | 241203999 | 19933 | BPL MEDICAL | OS DE MNTO | INVIMA 2022DM-002584 | IIA |  |  |  | 1005 | ALMACEN Y COMPRAS | ALMACEN Y COMPRAS | REFRIGERADOR | MELING | YC 130L | 241203999 | 19933 | BPL MEDICAL | OS DE MNTO | INVIMA 2022DM-002584 | IIA |  |  |  | 1005 | ALMACEN Y COMPRAS | ALMACEN Y COMPRAS | REFRIGERADOR | MELING | YC 130L | 241203999 | 19933 | BPL MEDICAL | OS DE MNTO | INVIMA 2022DM-002584 | IIA |  |  |  | 1005 | ALMACEN Y COMPRAS | ALMACEN Y COMPRAS | REFRIGERADOR | MELING | YC 130L | 241203999 | 19933 | BPL MEDICAL | OS DE MNTO | INVIMA 2022DM-002584 | IIA |  |  |  | 1005 | ALMACEN Y COMPRAS | ALMACEN Y COMPRAS | REFRIGERADOR | MELING | YC 130L | 241203999 | 19933 | BPL MEDICAL | OS DE MNTO | INVIMA 2022DM-002584 | IIA |  |  |  | 1005 | ALMACEN Y COMPRAS | ALMACEN Y COMPRAS | REFRIGERADOR | MELING | YC 130L | 241203999 | 19933 | BPL MEDICAL | OS DE MNTO | INVIMA 2022DM-002584 | IIA |  |  |  | 1005 | ALMACEN Y COMPRAS | ALMACEN Y COMPRAS | REFRIGERADOR | MELING | YC 130L | 241203999 | 19933 | BPL MEDICAL | OS DE MNTO | INVIMA 2022DM-002584 | IIA |  |  |  | 1005 | ALMACEN Y COMPRAS | ALMACEN Y COMPRAS | REFRIGERADOR | MELING | YC 130L | 241203999 | 19933 | BPL MEDICAL | OS DE MNTO | INVIMA 2022DM-002584 | IIA |  |  |  | 1005 | ALMACEN Y COMPRAS | ALMACEN Y COMPRAS | REFRIGERADOR | MELING | YC 130L | 241203999 | 19933 | BPL MEDICAL | OS DE MNTO | INVIMA 2022DM-002584 | IIA |  |  |  | 1005 | ALMACEN Y COMPRAS | ALMACEN Y COMPRAS | REFRIGERADOR | MELING | YC 130L | 241203999 | 19933 | BPL MEDICAL | OS DE MNTO | INVIMA 2022DM-002584 | IIA |  |  |  | 1005 | ALMACEN Y COMPRAS | ALMACEN Y COMPRAS | REFRIGERADOR | MELING | YC 130L | 241203999 | 19933 | BPL MEDICAL | OS DE MNTO | INVIMA 2022DM-002584 | IIA |  |  |  | 1005 | ALMACEN Y COMPRAS | ALMACEN Y COMPRAS | REFRIGERADOR | MELING | YC 130L | 241203999 | 19933 | BPL MEDICAL | OS DE MNTO | INVIMA 2022DM-002584 | IIA |  |  |  | 1005 | ALMACEN Y COMPRAS | ALMACEN Y COMPRAS | REFRIGERADOR | MELING | YC 130L | 241203999 | 19933 | BPL MEDICAL | OS DE MNTO | INVIMA 2022DM-002584 | IIA |  |  |  | 1005 | ALMACEN Y COMPRAS | ALMACEN Y COMPRAS | REFRIGERADOR | MELING | YC 130L | 241203999 | 19933 | BPL MEDICAL | OS DE MNTO | INVIMA 2022DM-002584 | IIA |  |  |  | 1005 | ALMACEN Y COMPRAS | ALMACEN Y COMPRAS | REFRIGERADOR | MELING | YC 130L | 241203999 | 19933 | BPL MEDICAL | OS DE MNTO | INVIMA 2022DM-002584 | IIA |  |  |  | 1005 | ALMACEN Y COMPRAS | ALMACEN Y COMPRAS | REFRIGERADOR | MELING | YC 130L | 241203999 | 19933 | BPL MEDICAL | OS DE MNTO | INVIMA 2022DM-002584 | IIA |  |  |  | 1005 | ALMACEN Y COMPRAS | ALMACEN Y COMPRAS | REFRIGERADOR | MELING | YC 130L | 241203999 | 19933 | BPL MEDICAL | OS DE MNTO | INVIMA 2022DM-002584 | IIA |  |  |  | 1005 | ALMACEN Y COMPRAS | ALMACEN Y COMPRAS | REFRIGERADOR | MELING | YC 130L | 241203999 | 19933 | BPL MEDICAL | OS DE MNTO | INVIMA 2022DM-002584 | IIA |  |  |  | 1005 | ALMACEN Y COMPRAS | ALMACEN Y COMPRAS | REFRIGERADOR | MELING | YC 130L | 241203999 | 19933 | BPL MEDICAL | OS DE MNTO | INVIMA 2022DM-002584 | IIA |  |  |  | 1005 | ALMACEN Y COMPRAS | ALMACEN Y COMPRAS | REFRIGERADOR | MELING | YC 130L | 241203999 | 19933 | BPL MEDICAL | OS DE MNTO | INVIMA 2022DM-002584 | IIA |  |  |  | 1005 | ALMACEN Y COMPRAS | ALMACEN Y COMPRAS | REFRIGERADOR | MELING | YC 130L | 241203999 | 19933 | BPL MEDICAL | OS DE MNTO | INVIMA 2022DM-002584 | IIA |  |  |  | 1005 | ALMACEN Y COMPRAS | ALMACEN Y COMPRAS | REFRIGERADOR | MELING | YC 130L | 241203999 | 19933 | BPL MEDICAL | OS DE MNTO | INVIMA 2022DM-002584 | IIA |  |  |  | 1005 | ALMACEN Y COMPRAS | ALMACEN Y COMPRAS | REFRIGERADOR | MELING | YC 130L | 241203999 | 19933 | BPL MEDICAL | OS DE MNTO | INVIMA 2022DM-002584 | IIA |  |  |  | 1005 | ALMACEN Y COMPRAS | ALMACEN Y COMPRAS | REFRIGERADOR | MELING | YC 130L | 241203999 | 19933 | BPL MEDICAL | OS DE MNTO | INVIMA 2022DM-002584 | IIA |  |  |  | 1005 | ALMACEN Y COMPRAS | ALMACEN Y COMPRAS | REFRIGERADOR | MELING | YC 130L | 241203999 | 19933 | BPL MEDICAL | OS DE MNTO | INVIMA 2022DM-002584 | IIA |  |  |  | 1005 | ALMACEN Y COMPRAS | ALMACEN Y COMPRAS | REFRIGERADOR | MELING | YC 130L | 241203999 | 19933 | BPL MEDICAL | OS DE MNTO | INVIMA 2022DM-002584 | IIA |  |  |  | 1005 | ALMACEN Y COMPRAS | ALMACEN Y COMPRAS | REFRIGERADOR | MELING | YC 130L | 241203999 | 19933 | BPL MEDICAL | OS DE MNTO | INVIMA 2022DM-002584 | IIA |  |  |  | 1005 | ALMACEN Y COMPRAS | ALMACEN Y COMPRAS | REFRIGERADOR | MELING | YC 130L | 241203999 | 19933 | BPL MEDICAL | OS DE MNTO | INVIMA 2022DM-002584 | IIA |  |  |  | 1005 | ALMACEN Y COMPRAS | ALMACEN Y COMPRAS | REFRIGERADOR | MELING | YC 130L | 241203999 | 19933 | BPL MEDICAL | OS DE MNTO | INVIMA 2022DM-002584 | IIA |  |  |  | 1005 | ALMACEN Y COMPRAS | ALMACEN Y COMPRAS | REFRIGERADOR | MELING | YC 130L | 241203999 | 19933 | BPL MEDICAL | OS DE MNTO | INVIMA 2022DM-002584 | IIA |  |  |  | 1005 | ALMACEN Y COMPRAS | ALMACEN Y COMPRAS | REFRIGERADOR | MELING | YC 130L | 241203999 | 19933 | BPL MEDICAL | OS DE MNTO | INVIMA 2022DM-002584 | IIA |  |  |  | 1005 | ALMACEN Y COMPRAS | ALMACEN Y COMPRAS | REFRIGERADOR | MELING | YC 130L | 241203999 | 19933 | BPL MEDICAL | OS DE MNTO | INVIMA 2022DM-002584 | IIA |  |  |  | 1005 | ALMACEN Y COMPRAS | ALMACEN Y COMPRAS | REFRIGERADOR | MELING | YC 130L | 241203999 | 19933 | BPL MEDICAL | OS DE MNTO | INVIMA 2022DM-002584 | IIA |  |  |  | 1005 | ALMACEN Y COMPRAS | ALMACEN Y COMPRAS | REFRIGERADOR | MELING | YC 130L | 241203999 | 19933 | BPL MEDICAL | OS DE MNTO | INVIMA 2022DM-002584 | IIA |  |  |  | 1005 | ALMACEN Y COMPRAS | ALMACEN Y COMPRAS | REFRIGERADOR | MELING | YC 130L | 241203999 | 19933 | BPL MEDICAL | OS DE MNTO | INVIMA 2022DM-002584 | IIA |  |  |  | 1005 | ALMACEN Y COMPRAS | ALMACEN Y COMPRAS | REFRIGERADOR | MELING | YC 130L | 241203999 | 19933 | BPL MEDICAL | OS DE MNTO | INVIMA 2022DM-002584 | IIA |  |  |  | 1005 | ALMACEN Y COMPRAS | ALMACEN Y COMPRAS | REFRIGERADOR | MELING | YC 130L | 241203999 | 19933 | BPL MEDICAL | OS DE MNTO | INVIMA 2022DM-002584 | IIA |  |  |  | 1005 | ALMACEN Y COMPRAS | ALMACEN Y COMPRAS | REFRIGERADOR | MELING | YC 130L | 241203999 | 19933 | BPL MEDICAL | OS DE MNTO | INVIMA 2022DM-002584 | IIA |  |  |  | 1005 | ALMACEN Y COMPRAS | ALMACEN Y COMPRAS | REFRIGERADOR | MELING | YC 130L | 241203999 | 19933 | BPL MEDICAL | OS DE MNTO | INVIMA 2022DM-002584 | IIA |  |  |  | 1005 | ALMACEN Y COMPRAS | ALMACEN Y COMPRAS | REFRIGERADOR | MELING | YC 130L | 241203999 | 19933 | BPL MEDICAL | OS DE MNTO | INVIMA 2022DM-002584 | IIA |  |  |  | 1005 | ALMACEN Y COMPRAS | ALMACEN Y COMPRAS | REFRIGERADOR | MELING | YC 130L | 241203999 | 19933 | BPL MEDICAL | OS DE MNTO | INVIMA 2022DM-002584 | IIA |  |  |  | 1005 | ALMACEN Y COMPRAS | ALMACEN Y COMPRAS | REFRIGERADOR | MELING | YC 130L | 241203999 | 19933 | BPL MEDICAL | OS DE MNTO | INVIMA 2022DM-002584 | IIA |  |  |  | 1005 | ALMACEN Y COMPRAS | ALMACEN Y COMPRAS | REFRIGERADOR | MELING | YC 130L | 241203999 | 19933 | BPL MEDICAL | OS DE MNTO | INVIMA 2022DM-002584 | IIA |  |  |  | 1005 | ALMACEN Y COMPRAS | ALMACEN Y COMPRAS | REFRIGERADOR | MELING | YC 130L | 241203999 | 19933 | BPL MEDICAL | OS DE MNTO | INVIMA 2022DM-002584 | IIA |  |  |  | 1005 | ALMACEN Y COMPRAS | ALMACEN Y COMPRAS | REFRIGERADOR | MELING | YC 130L | 241203999 | 19933 | BPL MEDICAL | OS DE MNTO | INVIMA 2022DM-002584 | IIA |  |  |  | 1005 | ALMACEN Y COMPRAS | ALMACEN Y COMPRAS | REFRIGERADOR | MELING | YC 130L | 241203999 | 19933 | BPL MEDICAL | OS DE MNTO | INVIMA 2022DM-002584 | IIA |  |  |  | 1005 | ALMACEN Y COMPRAS | ALMACEN Y COMPRAS | REFRIGERADOR | MELING | YC 130L | 241203999 | 19933 | BPL MEDICAL | OS DE MNTO | INVIMA 2022DM-002584 | IIA |  |  |  | 1005 | ALMACEN Y COMPRAS | ALMACEN Y COMPRAS | REFRIGERADOR | MELING | YC 130L | 241203999 | 19933 | BPL MEDICAL | OS DE MNTO | INVIMA 2022DM-002584 | IIA |  |  |  | 1005 | ALMACEN Y COMPRAS | ALMACEN Y COMPRAS | REFRIGERADOR | MELING | YC 130L | 241203999 | 19933 | BPL MEDICAL | OS DE MNTO | INVIMA 2022DM-002584 | IIA |  |  |  | 1005 | ALMACEN Y COMPRAS | ALMACEN Y COMPRAS | REFRIGERADOR | MELING | YC 130L | 241203999 | 19933 | BPL MEDICAL | OS DE MNTO | INVIMA 2022DM-002584 | IIA |  |  |  | 1005 | ALMACEN Y COMPRAS | ALMACEN Y COMPRAS | REFRIGERADOR | MELING | YC 130L | 241203999 | 19933 | BPL MEDICAL | OS DE MNTO | INVIMA 2022DM-002584 | IIA |  |  |  | 1005 | ALMACEN Y COMPRAS | ALMACEN Y COMPRAS | REFRIGERADOR | MELING | YC 130L | 241203999 | 19933 | BPL MEDICAL | OS DE MNTO | INVIMA 2022DM-002584 | IIA |  |  |  | 1005 | ALMACEN Y COMPRAS | ALMACEN Y COMPRAS | REFRIGERADOR | MELING | YC 130L | 241203999 | 19933 | BPL MEDICAL | OS DE MNTO | INVIMA 2022DM-002584 | IIA |  |  |  | 1005 | ALMACEN Y COMPRAS | ALMACEN Y COMPRAS | REFRIGERADOR | MELING | YC 130L | 241203999 | 19933 | BPL MEDICAL | OS DE MNTO | INVIMA 2022DM-002584 | IIA |  |  |  | 1005 | ALMACEN Y COMPRAS | ALMACEN Y COMPRAS | REFRIGERADOR | MELING | YC 130L | 241203999 | 19933 | BPL MEDICAL | OS DE MNTO | INVIMA 2022DM-002584 | IIA |  |  |  | 1005 | ALMACEN Y COMPRAS | ALMACEN Y COMPRAS | REFRIGERADOR | MELING | YC 130L | 241203999 | 19933 | BPL MEDICAL | OS DE MNTO | INVIMA 2022DM-002584 | IIA |  |  |  | 1005 | ALMACEN Y COMPRAS | ALMACEN Y COMPRAS | REFRIGERADOR | MELING | YC 130L | 241203999 | 19933 | BPL MEDICAL | OS DE MNTO | INVIMA 2022DM-002584 | IIA |  |  |  | 1005 | ALMACEN Y COMPRAS | ALMACEN Y COMPRAS | REFRIGERADOR | MELING | YC 130L | 241203999 | 19933 | BPL MEDICAL | OS DE MNTO | INVIMA 2022DM-002584 | IIA |  |  |  | 1005 | ALMACEN Y COMPRAS | ALMACEN Y COMPRAS | REFRIGERADOR | MELING | YC 130L | 241203999 | 19933 | BPL MEDICAL | OS DE MNTO | INVIMA 2022DM-002584 | IIA |  |  |  | 1005 | ALMACEN Y COMPRAS | ALMACEN Y COMPRAS | REFRIGERADOR | MELING | YC 130L | 241203999 | 19933 | BPL MEDICAL | OS DE MNTO | INVIMA 2022DM-002584 | IIA |  |  |  | 1005 | ALMACEN Y COMPRAS | ALMACEN Y COMPRAS | REFRIGERADOR | MELING | YC 130L | 241203999 | 19933 | BPL MEDICAL | OS DE MNTO | INVIMA 2022DM-002584 | IIA |  |  |  | 1005 | ALMACEN Y COMPRAS | ALMACEN Y COMPRAS | REFRIGERADOR | MELING | YC 130L | 241203999 | 19933 | BPL MEDICAL | OS DE MNTO | INVIMA 2022DM-002584 | IIA |  |  |  | 1005 | ALMACEN Y COMPRAS | ALMACEN Y COMPRAS | REFRIGERADOR | MELING | YC 130L | 241203999 | 19933 | BPL MEDICAL | OS DE MNTO | INVIMA 2022DM-002584 | IIA |  |  |  | 1005 | ALMACEN Y COMPRAS | ALMACEN Y COMPRAS | REFRIGERADOR | MELING | YC 130L | 241203999 | 19933 | BPL MEDICAL | OS DE MNTO | INVIMA 2022DM-002584 | IIA |  |  |  | 1005 | ALMACEN Y COMPRAS | ALMACEN Y COMPRAS | REFRIGERADOR | MELING | YC 130L | 241203999 | 19933 | BPL MEDICAL | OS DE MNTO | INVIMA 2022DM-002584 | IIA |  |  |  | 1005 | ALMACEN Y COMPRAS | ALMACEN Y COMPRAS | REFRIGERADOR | MELING | YC 130L | 241203999 | 19933 | BPL MEDICAL | OS DE MNTO | INVIMA 2022DM-002584 | IIA |  |  |  | 1005 | ALMACEN Y COMPRAS | ALMACEN Y COMPRAS | REFRIGERADOR | MELING | YC 130L | 241203999 | 19933 | BPL MEDICAL | OS DE MNTO | INVIMA 2022DM-002584 | IIA |  |  |  | 1005 | ALMACEN Y COMPRAS | ALMACEN Y COMPRAS | REFRIGERADOR | MELING | YC 130L | 241203999 | 19933 | BPL MEDICAL | OS DE MNTO | INVIMA 2022DM-002584 | IIA |  |  |  | 1005 | ALMACEN Y COMPRAS | ALMACEN Y COMPRAS | REFRIGERADOR | MELING | YC 130L | 241203999 | 19933 | BPL MEDICAL | OS DE MNTO | INVIMA 2022DM-002584 | IIA |  |  |  | 1005 | ALMACEN Y COMPRAS | ALMACEN Y COMPRAS | REFRIGERADOR | MELING | YC 130L | 241203999 | 19933 | BPL MEDICAL | OS DE MNTO | INVIMA 2022DM-002584 | IIA |  |  |  | 1005 | ALMACEN Y COMPRAS | ALMACEN Y COMPRAS | REFRIGERADOR | MELING | YC 130L | 241203999 | 19933 | BPL MEDICAL | OS DE MNTO | INVIMA 2022DM-002584 | IIA |  |  |  | 1005 | ALMACEN Y COMPRAS | ALMACEN Y COMPRAS | REFRIGERADOR | MELING | YC 130L | 241203999 | 19933 | BPL MEDICAL | OS DE MNTO | INVIMA 2022DM-002584 | IIA |  |  |  | 1005 | ALMACEN Y COMPRAS | ALMACEN Y COMPRAS | REFRIGERADOR | MELING | YC 130L | 241203999 | 19933 | BPL MEDICAL | OS DE MNTO | INVIMA 2022DM-002584 | IIA |  |  |  | 1005 | ALMACEN Y COMPRAS | ALMACEN Y COMPRAS | REFRIGERADOR | MELING | YC 130L | 241203999 | 19933 | BPL MEDICAL | OS DE MNTO | INVIMA 2022DM-002584 | IIA |  |  |  | 1005 | ALMACEN Y COMPRAS | ALMACEN Y COMPRAS | REFRIGERADOR | MELING | YC 130L | 241203999 | 19933 | BPL MEDICAL | OS DE MNTO | INVIMA 2022DM-002584 | IIA |  |  |  | 1005 | ALMACEN Y COMPRAS | ALMACEN Y COMPRAS | REFRIGERADOR | MELING | YC 130L | 241203999 | 19933 | BPL MEDICAL | OS DE MNTO | INVIMA 2022DM-002584 | IIA |  |  |  | 1005 | ALMACEN Y COMPRAS | ALMACEN Y COMPRAS | REFRIGERADOR | MELING | YC 130L | 241203999 | 19933 | BPL MEDICAL | OS DE MNTO | INVIMA 2022DM-002584 | IIA |  |  |  | 1005 | ALMACEN Y COMPRAS | ALMACEN Y COMPRAS | REFRIGERADOR | MELING | YC 130L | 241203999 | 19933 | BPL MEDICAL | OS DE MNTO | INVIMA 2022DM-002584 | IIA |  |  |  | 1005 | ALMACEN Y COMPRAS | ALMACEN Y COMPRAS | REFRIGERADOR | MELING | YC 130L | 241203999 | 19933 | BPL MEDICAL | OS DE MNTO | INVIMA 2022DM-002584 | IIA |  |  |  | 1005 | ALMACEN Y COMPRAS | ALMACEN Y COMPRAS | REFRIGERADOR | MELING | YC 130L | 241203999 | 19933 | BPL MEDICAL | OS DE MNTO | INVIMA 2022DM-002584 | IIA |  |  |  | 1005 | ALMACEN Y COMPRAS | ALMACEN Y COMPRAS | REFRIGERADOR | MELING | YC 130L | 241203999 | 19933 | BPL MEDICAL | OS DE MNTO | INVIMA 2022DM-002584 | IIA |  |  |  | 1005 | ALMACEN Y COMPRAS | ALMACEN Y COMPRAS | REFRIGERADOR | MELING | YC 130L | 241203999 | 19933 | BPL MEDICAL | OS DE MNTO | INVIMA 2022DM-002584 | IIA |  |  |  | 1005 | ALMACEN Y COMPRAS | ALMACEN Y COMPRAS | REFRIGERADOR | MELING | YC 130L | 241203999 | 19933 | BPL MEDICAL | OS DE MNTO | INVIMA 2022DM-002584 | IIA |  |  |  | 1005 | ALMACEN Y COMPRAS | ALMACEN Y COMPRAS | REFRIGERADOR | MELING | YC 130L | 241203999 | 19933 | BPL MEDICAL | OS DE MNTO | INVIMA 2022DM-002584 | IIA |  |  |  | 1005 | ALMACEN Y COMPRAS | ALMACEN Y COMPRAS | REFRIGERADOR | MELING | YC 130L | 241203999 | 19933 | BPL MEDICAL | OS DE MNTO | INVIMA 2022DM-002584 | IIA |  |  |  | 1005 | ALMACEN Y COMPRAS | ALMACEN Y COMPRAS | REFRIGERADOR | MELING | YC 130L | 241203999 | 19933 | BPL MEDICAL | OS DE MNTO | INVIMA 2022DM-002584 | IIA |  |  |  | 1005 | ALMACEN Y COMPRAS | ALMACEN Y COMPRAS | REFRIGERADOR | MELING | YC 130L | 241203999 | 19933 | BPL MEDICAL | OS DE MNTO | INVIMA 2022DM-002584 | IIA |  |  |  | 1005 | ALMACEN Y COMPRAS | ALMACEN Y COMPRAS | REFRIGERADOR | MELING | YC 130L | 241203999 | 19933 | BPL MEDICAL | OS DE MNTO | INVIMA 2022DM-002584 | IIA |  |  |  | 1005 | ALMACEN Y COMPRAS | ALMACEN Y COMPRAS | REFRIGERADOR | MELING | YC 130L | 241203999 | 19933 | BPL MEDICAL | OS DE MNTO | INVIMA 2022DM-002584 | IIA |  |  |  | 1005 | ALMACEN Y COMPRAS | ALMACEN Y COMPRAS | REFRIGERADOR | MELING | YC 130L | 241203999 | 19933 | BPL MEDICAL | OS DE MNTO | INVIMA 2022DM-002584 | IIA |  |  |  | 1005 | ALMACEN Y COMPRAS | ALMACEN Y COMPRAS | REFRIGERADOR | MELING | YC 130L | 241203999 | 19933 | BPL MEDICAL | OS DE MNTO | INVIMA 2022DM-002584 | IIA |  |  |  | 1005 | ALMACEN Y COMPRAS | ALMACEN Y COMPRAS | REFRIGERADOR | MELING | YC 130L | 241203999 | 19933 | BPL MEDICAL | OS DE MNTO | INVIMA 2022DM-002584 | IIA |  |  |  | 1005 | ALMACEN Y COMPRAS | ALMACEN Y COMPRAS | REFRIGERADOR | MELING | YC 130L | 241203999 | 19933 | BPL MEDICAL | OS DE MNTO | INVIMA 2022DM-002584 | IIA |  |  |  | 1005 | ALMACEN Y COMPRAS | ALMACEN Y COMPRAS | REFRIGERADOR | MELING | YC 130L | 241203999 | 19933 | BPL MEDICAL | OS DE MNTO | INVIMA 2022DM-002584 | IIA |  |  |  | 1005 | ALMACEN Y COMPRAS | ALMACEN Y COMPRAS | REFRIGERADOR | MELING | YC 130L | 241203999 | 19933 | BPL MEDICAL | OS DE MNTO | INVIMA 2022DM-002584 | IIA |  |  |  | 1005 | ALMACEN Y COMPRAS | ALMACEN Y COMPRAS | REFRIGERADOR | MELING | YC 130L | 241203999 | 19933 | BPL MEDICAL | OS DE MNTO | INVIMA 2022DM-002584 | IIA |  |  |  | 1005 | ALMACEN Y COMPRAS | ALMACEN Y COMPRAS | REFRIGERADOR | MELING | YC 130L | 241203999 | 19933 | BPL MEDICAL | OS DE MNTO | INVIMA 2022DM-002584 | IIA |  |  |  | 1005 | ALMACEN Y COMPRAS | ALMACEN Y COMPRAS | REFRIGERADOR | MELING | YC 130L | 241203999 | 19933 | BPL MEDICAL | OS DE MNTO | INVIMA 2022DM-002584 | IIA |  |  |  | 1005 | ALMACEN Y COMPRAS | ALMACEN Y COMPRAS | REFRIGERADOR | MELING | YC 130L | 241203999 | 19933 | BPL MEDICAL | OS DE MNTO | INVIMA 2022DM-002584 | IIA |  |  |  | 1005 | ALMACEN Y COMPRAS | ALMACEN Y COMPRAS | REFRIGERADOR | MELING | YC 130L | 241203999 | 19933 | BPL MEDICAL | OS DE MNTO | INVIMA 2022DM-002584 | IIA |  |  |  | 1005 | ALMACEN Y COMPRAS | ALMACEN Y COMPRAS | REFRIGERADOR | MELING | YC 130L | 241203999 | 19933 | BPL MEDICAL | OS DE MNTO | INVIMA 2022DM-002584 | IIA |  |  |  | 1005 | ALMACEN Y COMPRAS | ALMACEN Y COMPRAS | REFRIGERADOR | MELING | YC 130L | 241203999 | 19933 | BPL MEDICAL | OS DE MNTO | INVIMA 2022DM-002584 | IIA |  |  |  | 1005 | ALMACEN Y COMPRAS | ALMACEN Y COMPRAS | REFRIGERADOR | MELING | YC 130L | 241203999 | 19933 | BPL MEDICAL | OS DE MNTO | INVIMA 2022DM-002584 | IIA |  |  |  | 1005 | ALMACEN Y COMPRAS | ALMACEN Y COMPRAS | REFRIGERADOR | MELING | YC 130L | 241203999 | 19933 | BPL MEDICAL | OS DE MNTO | INVIMA 2022DM-002584 | IIA |  |  |  | 1005 | ALMACEN Y COMPRAS | ALMACEN Y COMPRAS | REFRIGERADOR | MELING | YC 130L | 241203999 | 19933 | BPL MEDICAL | OS DE MNTO | INVIMA 2022DM-002584 | IIA |  |  |  | 1005 | ALMACEN Y COMPRAS | ALMACEN Y COMPRAS | REFRIGERADOR | MELING | YC 130L | 241203999 | 19933 | BPL MEDICAL | OS DE MNTO | INVIMA 2022DM-002584 | IIA |  |  |  | 1005 | ALMACEN Y COMPRAS | ALMACEN Y COMPRAS | REFRIGERADOR | MELING | YC 130L | 241203999 | 19933 | BPL MEDICAL | OS DE MNTO | INVIMA 2022DM-002584 | IIA |  |  |  | 1005 | ALMACEN Y COMPRAS | ALMACEN Y COMPRAS | REFRIGERADOR | MELING | YC 130L | 241203999 | 19933 | BPL MEDICAL | OS DE MNTO | INVIMA 2022DM-002584 | IIA |  |  |  | 1005 | ALMACEN Y COMPRAS | ALMACEN Y COMPRAS | REFRIGERADOR | MELING | YC 130L | 241203999 | 19933 | BPL MEDICAL | OS DE MNTO | INVIMA 2022DM-002584 | IIA |  |  |  | 1005 | ALMACEN Y COMPRAS | ALMACEN Y COMPRAS | REFRIGERADOR | MELING | YC 130L | 241203999 | 19933 | BPL MEDICAL | OS DE MNTO | INVIMA 2022DM-002584 | IIA |  |  |  | 1005 | ALMACEN Y COMPRAS | ALMACEN Y COMPRAS | REFRIGERADOR | MELING | YC 130L | 241203999 | 19933 | BPL MEDICAL | OS DE MNTO | INVIMA 2022DM-002584 | IIA |  |  |  | 1005 | ALMACEN Y COMPRAS | ALMACEN Y COMPRAS | REFRIGERADOR | MELING | YC 130L | 241203999 | 19933 | BPL MEDICAL | OS DE MNTO | INVIMA 2022DM-002584 | IIA |  |  |  | 1005 | ALMACEN Y COMPRAS | ALMACEN Y COMPRAS | REFRIGERADOR | MELING | YC 130L | 241203999 | 19933 | BPL MEDICAL | OS DE MNTO | INVIMA 2022DM-002584 | IIA |  |  |  | 1005 | ALMACEN Y COMPRAS | ALMACEN Y COMPRAS | REFRIGERADOR | MELING | YC 130L | 241203999 | 19933 | BPL MEDICAL | OS DE MNTO | INVIMA 2022DM-002584 | IIA |  |  |  | 1005 | ALMACEN Y COMPRAS | ALMACEN Y COMPRAS | REFRIGERADOR | MELING | YC 130L | 241203999 | 19933 | BPL MEDICAL | OS DE MNTO | INVIMA 2022DM-002584 | IIA |  |  |  | 1005 | ALMACEN Y COMPRAS | ALMACEN Y COMPRAS | REFRIGERADOR | MELING | YC 130L | 241203999 | 19933 | BPL MEDICAL | OS DE MNTO | INVIMA 2022DM-002584 | IIA |  |  |  | 1005 | ALMACEN Y COMPRAS | ALMACEN Y COMPRAS | REFRIGERADOR | MELING | YC 130L | 241203999 | 19933 | BPL MEDICAL | OS DE MNTO | INVIMA 2022DM-002584 | IIA |  |  |  | 1005 | ALMACEN Y COMPRAS | ALMACEN Y COMPRAS | REFRIGERADOR | MELING | YC 130L | 241203999 | 19933 | BPL MEDICAL | OS DE MNTO | INVIMA 2022DM-002584 | IIA |  |  |  | 1005 | ALMACEN Y COMPRAS | ALMACEN Y COMPRAS | REFRIGERADOR | MELING | YC 130L | 241203999 | 19933 | BPL MEDICAL | OS DE MNTO | INVIMA 2022DM-002584 | IIA |  |  |  | 1005 | ALMACEN Y COMPRAS | ALMACEN Y COMPRAS | REFRIGERADOR | MELING | YC 130L | 241203999 | 19933 | BPL MEDICAL | OS DE MNTO | INVIMA 2022DM-002584 | IIA |  |  |  | 1005 | ALMACEN Y COMPRAS | ALMACEN Y COMPRAS | REFRIGERADOR | MELING | YC 130L | 241203999 | 19933 | BPL MEDICAL | OS DE MNTO | INVIMA 2022DM-002584 | IIA |  |  |  | 1005 | ALMACEN Y COMPRAS | ALMACEN Y COMPRAS | REFRIGERADOR | MELING | YC 130L | 241203999 | 19933 | BPL MEDICAL | OS DE MNTO | INVIMA 2022DM-002584 | IIA |  |  |  | 1005 | ALMACEN Y COMPRAS | ALMACEN Y COMPRAS | REFRIGERADOR | MELING | YC 130L | 241203999 | 19933 | BPL MEDICAL | OS DE MNTO | INVIMA 2022DM-002584 | IIA |  |  |  | 1005 | ALMACEN Y COMPRAS | ALMACEN Y COMPRAS | REFRIGERADOR | MELING | YC 130L | 241203999 | 19933 | BPL MEDICAL | OS DE MNTO | INVIMA 2022DM-002584 | IIA |  |  |  | 1005 | ALMACEN Y COMPRAS | ALMACEN Y COMPRAS | REFRIGERADOR | MELING | YC 130L | 241203999 | 19933 | BPL MEDICAL | OS DE MNTO | INVIMA 2022DM-002584 | IIA |  |  |  | 1005 | ALMACEN Y COMPRAS | ALMACEN Y COMPRAS | REFRIGERADOR | MELING | YC 130L | 241203999 | 19933 | BPL MEDICAL | OS DE MNTO | INVIMA 2022DM-002584 | IIA |  |  |  | 1005 | ALMACEN Y COMPRAS | ALMACEN Y COMPRAS | REFRIGERADOR | MELING | YC 130L | 241203999 | 19933 | BPL MEDICAL | OS DE MNTO | INVIMA 2022DM-002584 | IIA |  |  |  | 1005 | ALMACEN Y COMPRAS | ALMACEN Y COMPRAS | REFRIGERADOR | MELING | YC 130L | 241203999 | 19933 | BPL MEDICAL | OS DE MNTO | INVIMA 2022DM-002584 | IIA |  |  |  | 1005 | ALMACEN Y COMPRAS | ALMACEN Y COMPRAS | REFRIGERADOR | MELING | YC 130L | 241203999 | 19933 | BPL MEDICAL | OS DE MNTO | INVIMA 2022DM-002584 | IIA |  |  |  | 1005 | ALMACEN Y COMPRAS | ALMACEN Y COMPRAS | REFRIGERADOR | MELING | YC 130L | 241203999 | 19933 | BPL MEDICAL | OS DE MNTO | INVIMA 2022DM-002584 | IIA |  |  |  | 1005 | ALMACEN Y COMPRAS | ALMACEN Y COMPRAS | REFRIGERADOR | MELING | YC 130L | 241203999 | 19933 | BPL MEDICAL | OS DE MNTO | INVIMA 2022DM-002584 | IIA |  |  |  | 1005 | ALMACEN Y COMPRAS | ALMACEN Y COMPRAS | REFRIGERADOR | MELING | YC 130L | 241203999 | 19933 | BPL MEDICAL | OS DE MNTO | INVIMA 2022DM-002584 | IIA |  |  |  | 1005 | ALMACEN Y COMPRAS | ALMACEN Y COMPRAS | REFRIGERADOR | MELING | YC 130L | 241203999 | 19933 | BPL MEDICAL | OS DE MNTO | INVIMA 2022DM-002584 | IIA |  |  |  | 1005 | ALMACEN Y COMPRAS | ALMACEN Y COMPRAS | REFRIGERADOR | MELING | YC 130L | 241203999 | 19933 | BPL MEDICAL | OS DE MNTO | INVIMA 2022DM-002584 | IIA |  |  |  | 1005 | ALMACEN Y COMPRAS | ALMACEN Y COMPRAS | REFRIGERADOR | MELING | YC 130L | 241203999 | 19933 | BPL MEDICAL | OS DE MNTO | INVIMA 2022DM-002584 | IIA |  |  |  | 1005 | ALMACEN Y COMPRAS | ALMACEN Y COMPRAS | REFRIGERADOR | MELING | YC 130L | 241203999 | 19933 | BPL MEDICAL | OS DE MNTO | INVIMA 2022DM-002584 | IIA |  |  |  | 1005 | ALMACEN Y COMPRAS | ALMACEN Y COMPRAS | REFRIGERADOR | MELING | YC 130L | 241203999 | 19933 | BPL MEDICAL | OS DE MNTO | INVIMA 2022DM-002584 | IIA |  |  |  | 1005 | ALMACEN Y COMPRAS | ALMACEN Y COMPRAS | REFRIGERADOR | MELING | YC 130L | 241203999 | 19933 | BPL MEDICAL | OS DE MNTO | INVIMA 2022DM-002584 | IIA |  |  |  | 1005 | ALMACEN Y COMPRAS | ALMACEN Y COMPRAS | REFRIGERADOR | MELING | YC 130L | 241203999 | 19933 | BPL MEDICAL | OS DE MNTO | INVIMA 2022DM-002584 | IIA |  |  |  | 1005 | ALMACEN Y COMPRAS | ALMACEN Y COMPRAS | REFRIGERADOR | MELING | YC 130L | 241203999 | 19933 | BPL MEDICAL | OS DE MNTO | INVIMA 2022DM-002584 | IIA |  |  |  | 1005 | ALMACEN Y COMPRAS | ALMACEN Y COMPRAS | REFRIGERADOR | MELING | YC 130L | 241203999 | 19933 | BPL MEDICAL | OS DE MNTO | INVIMA 2022DM-002584 | IIA |  |  |  | 1005 | ALMACEN Y COMPRAS | ALMACEN Y COMPRAS | REFRIGERADOR | MELING | YC 130L | 241203999 | 19933 | BPL MEDICAL | OS DE MNTO | INVIMA 2022DM-002584 | IIA |  |  |  | 1005 | ALMACEN Y COMPRAS | ALMACEN Y COMPRAS | REFRIGERADOR | MELING | YC 130L | 241203999 | 19933 | BPL MEDICAL | OS DE MNTO | INVIMA 2022DM-002584 | IIA |  |  |  | 1005 | ALMACEN Y COMPRAS | ALMACEN Y COMPRAS | REFRIGERADOR | MELING | YC 130L | 241203999 | 19933 | BPL MEDICAL | OS DE MNTO | INVIMA 2022DM-002584 | IIA |  |  |  | 1005 | ALMACEN Y COMPRAS | ALMACEN Y COMPRAS | REFRIGERADOR | MELING | YC 130L | 241203999 | 19933 | BPL MEDICAL | OS DE MNTO | INVIMA 2022DM-002584 | IIA |  |  |  | 1005 | ALMACEN Y COMPRAS | ALMACEN Y COMPRAS | REFRIGERADOR | MELING | YC 130L | 241203999 | 19933 | BPL MEDICAL | OS DE MNTO | INVIMA 2022DM-002584 | IIA |  |  |  | 1005 | ALMACEN Y COMPRAS | ALMACEN Y COMPRAS | REFRIGERADOR | MELING | YC 130L | 241203999 | 19933 | BPL MEDICAL | OS DE MNTO | INVIMA 2022DM-002584 | IIA |  |  |  | 1005 | ALMACEN Y COMPRAS | ALMACEN Y COMPRAS | REFRIGERADOR | MELING | YC 130L | 241203999 | 19933 | BPL MEDICAL | OS DE MNTO | INVIMA 2022DM-002584 | IIA |  |  |  | 1005 | ALMACEN Y COMPRAS | ALMACEN Y COMPRAS | REFRIGERADOR | MELING | YC 130L | 241203999 | 19933 | BPL MEDICAL | OS DE MNTO | INVIMA 2022DM-002584 | IIA |  |  |  | 1005 | ALMACEN Y COMPRAS | ALMACEN Y COMPRAS | REFRIGERADOR | MELING | YC 130L | 241203999 | 19933 | BPL MEDICAL | OS DE MNTO | INVIMA 2022DM-002584 | IIA |  |  |  | 1005 | ALMACEN Y COMPRAS | ALMACEN Y COMPRAS | REFRIGERADOR | MELING | YC 130L | 241203999 | 19933 | BPL MEDICAL | OS DE MNTO | INVIMA 2022DM-002584 | IIA |  |  |  | 1005 | ALMACEN Y COMPRAS | ALMACEN Y COMPRAS | REFRIGERADOR | MELING | YC 130L | 241203999 | 19933 | BPL MEDICAL | OS DE MNTO | INVIMA 2022DM-002584 | IIA |  |  |  | 1005 | ALMACEN Y COMPRAS | ALMACEN Y COMPRAS | REFRIGERADOR | MELING | YC 130L | 241203999 | 19933 | BPL MEDICAL | OS DE MNTO | INVIMA 2022DM-002584 | IIA |  |  |  | 1005 | ALMACEN Y COMPRAS | ALMACEN Y COMPRAS | REFRIGERADOR | MELING | YC 130L | 241203999 | 19933 | BPL MEDICAL | OS DE MNTO | INVIMA 2022DM-002584 | IIA |  |  |  | 1005 | ALMACEN Y COMPRAS | ALMACEN Y COMPRAS | REFRIGERADOR | MELING | YC 130L | 241203999 | 19933 | BPL MEDICAL | OS DE MNTO | INVIMA 2022DM-002584 | IIA |  |  |  | 1005 | ALMACEN Y COMPRAS | ALMACEN Y COMPRAS | REFRIGERADOR | MELING | YC 130L | 241203999 | 19933 | BPL MEDICAL | OS DE MNTO | INVIMA 2022DM-002584 | IIA |  |  |  | 1005 | ALMACEN Y COMPRAS | ALMACEN Y COMPRAS | REFRIGERADOR | MELING | YC 130L | 241203999 | 19933 | BPL MEDICAL | OS DE MNTO | INVIMA 2022DM-002584 | IIA |  |  |  | 1005 | ALMACEN Y COMPRAS | ALMACEN Y COMPRAS | REFRIGERADOR | MELING | YC 130L | 241203999 | 19933 | BPL MEDICAL | OS DE MNTO | INVIMA 2022DM-002584 | IIA |  |  |  | 1005 | ALMACEN Y COMPRAS | ALMACEN Y COMPRAS | REFRIGERADOR | MELING | YC 130L | 241203999 | 19933 | BPL MEDICAL | OS DE MNTO | INVIMA 2022DM-002584 | IIA |  |  |  | 1005 | ALMACEN Y COMPRAS | ALMACEN Y COMPRAS | REFRIGERADOR | MELING | YC 130L | 241203999 | 19933 | BPL MEDICAL | OS DE MNTO | INVIMA 2022DM-002584 | IIA |  |  |  | 1005 | ALMACEN Y COMPRAS | ALMACEN Y COMPRAS | REFRIGERADOR | MELING | YC 130L | 241203999 | 19933 | BPL MEDICAL | OS DE MNTO | INVIMA 2022DM-002584 | IIA |  |  |  | 1005 | ALMACEN Y COMPRAS | ALMACEN Y COMPRAS | REFRIGERADOR | MELING | YC 130L | 241203999 | 19933 | BPL MEDICAL | OS DE MNTO | INVIMA 2022DM-002584 | IIA |  |  |  | 1005 | ALMACEN Y COMPRAS | ALMACEN Y COMPRAS | REFRIGERADOR | MELING | YC 130L | 241203999 | 19933 | BPL MEDICAL | OS DE MNTO | INVIMA 2022DM-002584 | IIA |  |  |  | 1005 | ALMACEN Y COMPRAS | ALMACEN Y COMPRAS | REFRIGERADOR | MELING | YC 130L | 241203999 | 19933 | BPL MEDICAL | OS DE MNTO | INVIMA 2022DM-002584 | IIA |  |  |  | 1005 | ALMACEN Y COMPRAS | ALMACEN Y COMPRAS | REFRIGERADOR | MELING | YC 130L | 241203999 | 19933 | BPL MEDICAL | OS DE MNTO | INVIMA 2022DM-002584 | IIA |  |  |  | 1005 | ALMACEN Y COMPRAS | ALMACEN Y COMPRAS | REFRIGERADOR | MELING | YC 130L | 241203999 | 19933 | BPL MEDICAL | OS DE MNTO | INVIMA 2022DM-002584 | IIA |  |  |  | 1005 | ALMACEN Y COMPRAS | ALMACEN Y COMPRAS | REFRIGERADOR | MELING | YC 130L | 241203999 | 19933 | BPL MEDICAL | OS DE MNTO | INVIMA 2022DM-002584 | IIA |  |  |  | 1005 | ALMACEN Y COMPRAS | ALMACEN Y COMPRAS | REFRIGERADOR | MELING | YC 130L | 241203999 | 19933 | BPL MEDICAL | OS DE MNTO | INVIMA 2022DM-002584 | IIA |  |  |  | 1005 | ALMACEN Y COMPRAS | ALMACEN Y COMPRAS | REFRIGERADOR | MELING | YC 130L | 241203999 | 19933 | BPL MEDICAL | OS DE MNTO | INVIMA 2022DM-002584 | IIA |  |  |  | 1005 | ALMACEN Y COMPRAS | ALMACEN Y COMPRAS | REFRIGERADOR | MELING | YC 130L | 241203999 | 19933 | BPL MEDICAL | OS DE MNTO | INVIMA 2022DM-002584 | IIA |  |  |  | 1005 | ALMACEN Y COMPRAS | ALMACEN Y COMPRAS | REFRIGERADOR | MELING | YC 130L | 241203999 | 19933 | BPL MEDICAL | OS DE MNTO | INVIMA 2022DM-002584 | IIA |  |  |  | 1005 | ALMACEN Y COMPRAS | ALMACEN Y COMPRAS | REFRIGERADOR | MELING | YC 130L | 241203999 | 19933 | BPL MEDICAL | OS DE MNTO | INVIMA 2022DM-002584 | IIA |  |  |  | 1005 | ALMACEN Y COMPRAS | ALMACEN Y COMPRAS | REFRIGERADOR | MELING | YC 130L | 241203999 | 19933 | BPL MEDICAL | OS DE MNTO | INVIMA 2022DM-002584 | IIA |  |  |  | 1005 | ALMACEN Y COMPRAS | ALMACEN Y COMPRAS | REFRIGERADOR | MELING | YC 130L | 241203999 | 19933 | BPL MEDICAL | OS DE MNTO | INVIMA 2022DM-002584 | IIA |  |  |  | 1005 | ALMACEN Y COMPRAS | ALMACEN Y COMPRAS | REFRIGERADOR | MELING | YC 130L | 241203999 | 19933 | BPL MEDICAL | OS DE MNTO | INVIMA 2022DM-002584 | IIA |  |  |  | 1005 | ALMACEN Y COMPRAS | ALMACEN Y COMPRAS | REFRIGERADOR | MELING | YC 130L | 241203999 | 19933 | BPL MEDICAL | OS DE MNTO | INVIMA 2022DM-002584 | IIA |  |  |  | 1005 | ALMACEN Y COMPRAS | ALMACEN Y COMPRAS | REFRIGERADOR | MELING | YC 130L | 241203999 | 19933 | BPL MEDICAL | OS DE MNTO | INVIMA 2022DM-002584 | IIA |  |  |  | 1005 | ALMACEN Y COMPRAS | ALMACEN Y COMPRAS | REFRIGERADOR | MELING | YC 130L | 241203999 | 19933 | BPL MEDICAL | OS DE MNTO | INVIMA 2022DM-002584 | IIA |  |  |  | 1005 | ALMACEN Y COMPRAS | ALMACEN Y COMPRAS | REFRIGERADOR | MELING | YC 130L | 241203999 | 19933 | BPL MEDICAL | OS DE MNTO | INVIMA 2022DM-002584 | IIA |  |  |  | 1005 | ALMACEN Y COMPRAS | ALMACEN Y COMPRAS | REFRIGERADOR | MELING | YC 130L | 241203999 | 19933 | BPL MEDICAL | OS DE MNTO | INVIMA 2022DM-002584 | IIA |  |  |  | 1005 | ALMACEN Y COMPRAS | ALMACEN Y COMPRAS | REFRIGERADOR | MELING | YC 130L | 241203999 | 19933 | BPL MEDICAL | OS DE MNTO | INVIMA 2022DM-002584 | IIA |  |  |  | 1005 | ALMACEN Y COMPRAS | ALMACEN Y COMPRAS | REFRIGERADOR | MELING | YC 130L | 241203999 | 19933 | BPL MEDICAL | OS DE MNTO | INVIMA 2022DM-002584 | IIA |  |  |  | 1005 | ALMACEN Y COMPRAS | ALMACEN Y COMPRAS | REFRIGERADOR | MELING | YC 130L | 241203999 | 19933 | BPL MEDICAL | OS DE MNTO | INVIMA 2022DM-002584 | IIA |  |  |  | 1005 | ALMACEN Y COMPRAS | ALMACEN Y COMPRAS | REFRIGERADOR | MELING | YC 130L | 241203999 | 19933 | BPL MEDICAL | OS DE MNTO | INVIMA 2022DM-002584 | IIA |  |  |  | 1005 | ALMACEN Y COMPRAS | ALMACEN Y COMPRAS | REFRIGERADOR | MELING | YC 130L | 241203999 | 19933 | BPL MEDICAL | OS DE MNTO | INVIMA 2022DM-002584 | IIA |  |  |  | 1005 | ALMACEN Y COMPRAS | ALMACEN Y COMPRAS | REFRIGERADOR | MELING | YC 130L | 241203999 | 19933 | BPL MEDICAL | OS DE MNTO | INVIMA 2022DM-002584 | IIA |  |  |  | 1005 | ALMACEN Y COMPRAS | ALMACEN Y COMPRAS | REFRIGERADOR | MELING | YC 130L | 241203999 | 19933 | BPL MEDICAL | OS DE MNTO | INVIMA 2022DM-002584 | IIA |  |  |  | 1005 | ALMACEN Y COMPRAS | ALMACEN Y COMPRAS | REFRIGERADOR | MELING | YC 130L | 241203999 | 19933 | BPL MEDICAL | OS DE MNTO | INVIMA 2022DM-002584 | IIA |  |  |  | 1005 | ALMACEN Y COMPRAS | ALMACEN Y COMPRAS | REFRIGERADOR | MELING | YC 130L | 241203999 | 19933 | BPL MEDICAL | OS DE MNTO | INVIMA 2022DM-002584 | IIA |  |  |  | 1005 | ALMACEN Y COMPRAS | ALMACEN Y COMPRAS | REFRIGERADOR | MELING | YC 130L | 241203999 | 19933 | BPL MEDICAL | OS DE MNTO | INVIMA 2022DM-002584 | IIA |  |  |  | 1005 | ALMACEN Y COMPRAS | ALMACEN Y COMPRAS | REFRIGERADOR | MELING | YC 130L | 241203999 | 19933 | BPL MEDICAL | OS DE MNTO | INVIMA 2022DM-002584 | IIA |  |  |  | 1005 | ALMACEN Y COMPRAS | ALMACEN Y COMPRAS | REFRIGERADOR | MELING | YC 130L | 241203999 | 19933 | BPL MEDICAL | OS DE MNTO | INVIMA 2022DM-002584 | IIA |  |  |  | 1005 | ALMACEN Y COMPRAS | ALMACEN Y COMPRAS | REFRIGERADOR | MELING | YC 130L | 241203999 | 19933 | BPL MEDICAL | OS DE MNTO | INVIMA 2022DM-002584 | IIA |  |  |  | 1005 | ALMACEN Y COMPRAS | ALMACEN Y COMPRAS | REFRIGERADOR | MELING | YC 130L | 241203999 | 19933 | BPL MEDICAL | OS DE MNTO | INVIMA 2022DM-002584 | IIA |  |  |  | 1005 | ALMACEN Y COMPRAS | ALMACEN Y COMPRAS | REFRIGERADOR | MELING | YC 130L | 241203999 | 19933 | BPL MEDICAL | OS DE MNTO | INVIMA 2022DM-002584 | IIA |  |  |  | 1005 | ALMACEN Y COMPRAS | ALMACEN Y COMPRAS | REFRIGERADOR | MELING | YC 130L | 241203999 | 19933 | BPL MEDICAL | OS DE MNTO | INVIMA 2022DM-002584 | IIA |  |  |  | 1005 | ALMACEN Y COMPRAS | ALMACEN Y COMPRAS | REFRIGERADOR | MELING | YC 130L | 241203999 | 19933 | BPL MEDICAL | OS DE MNTO | INVIMA 2022DM-002584 | IIA |  |  |  | 1005 | ALMACEN Y COMPRAS | ALMACEN Y COMPRAS | REFRIGERADOR | MELING | YC 130L | 241203999 | 19933 | BPL MEDICAL | OS DE MNTO | INVIMA 2022DM-002584 | IIA |  |  |  | 1005 | ALMACEN Y COMPRAS | ALMACEN Y COMPRAS | REFRIGERADOR | MELING | YC 130L | 241203999 | 19933 | BPL MEDICAL | OS DE MNTO | INVIMA 2022DM-002584 | IIA |  |  |  | 1005 | ALMACEN Y COMPRAS | ALMACEN Y COMPRAS | REFRIGERADOR | MELING | YC 130L | 241203999 | 19933 | BPL MEDICAL | OS DE MNTO | INVIMA 2022DM-002584 | IIA |  |  |  | 1005 | ALMACEN Y COMPRAS | ALMACEN Y COMPRAS | REFRIGERADOR | MELING | YC 130L | 241203999 | 19933 | BPL MEDICAL | OS DE MNTO | INVIMA 2022DM-002584 | IIA |  |  |  | 1005 | ALMACEN Y COMPRAS | ALMACEN Y COMPRAS | REFRIGERADOR | MELING | YC 130L | 241203999 | 19933 | BPL MEDICAL | OS DE MNTO | INVIMA 2022DM-002584 | IIA |  |  |  | 1005 | ALMACEN Y COMPRAS | ALMACEN Y COMPRAS | REFRIGERADOR | MELING | YC 130L | 241203999 | 19933 | BPL MEDICAL | OS DE MNTO | INVIMA 2022DM-002584 | IIA |  |  |  | 1005 | ALMACEN Y COMPRAS | ALMACEN Y COMPRAS | REFRIGERADOR | MELING | YC 130L | 241203999 | 19933 | BPL MEDICAL | OS DE MNTO | INVIMA 2022DM-002584 | IIA |  |  |  | 1005 | ALMACEN Y COMPRAS | ALMACEN Y COMPRAS | REFRIGERADOR | MELING | YC 130L | 241203999 | 19933 | BPL MEDICAL | OS DE MNTO | INVIMA 2022DM-002584 | IIA |  |  |  | 1005 | ALMACEN Y COMPRAS | ALMACEN Y COMPRAS | REFRIGERADOR | MELING | YC 130L | 241203999 | 19933 | BPL MEDICAL | OS DE MNTO | INVIMA 2022DM-002584 | IIA |  |  |  | 1005 | ALMACEN Y COMPRAS | ALMACEN Y COMPRAS | REFRIGERADOR | MELING | YC 130L | 241203999 | 19933 | BPL MEDICAL | OS DE MNTO | INVIMA 2022DM-002584 | IIA |  |  |  | 1005 | ALMACEN Y COMPRAS | ALMACEN Y COMPRAS | REFRIGERADOR | MELING | YC 130L | 241203999 | 19933 | BPL MEDICAL | OS DE MNTO | INVIMA 2022DM-002584 | IIA |  |  |  | 1005 | ALMACEN Y COMPRAS | ALMACEN Y COMPRAS | REFRIGERADOR | MELING | YC 130L | 241203999 | 19933 | BPL MEDICAL | OS DE MNTO | INVIMA 2022DM-002584 | IIA |  |  |  | 1005 | ALMACEN Y COMPRAS | ALMACEN Y COMPRAS | REFRIGERADOR | MELING | YC 130L | 241203999 | 19933 | BPL MEDICAL | OS DE MNTO | INVIMA 2022DM-002584 | IIA |  |  |  | 1005 | ALMACEN Y COMPRAS | ALMACEN Y COMPRAS | REFRIGERADOR | MELING | YC 130L | 241203999 | 19933 | BPL MEDICAL | OS DE MNTO | INVIMA 2022DM-002584 | IIA |  |  |  | 1005 | ALMACEN Y COMPRAS | ALMACEN Y COMPRAS | REFRIGERADOR | MELING | YC 130L | 241203999 | 19933 | BPL MEDICAL | OS DE MNTO | INVIMA 2022DM-002584 | IIA |  |  |  | 1005 | ALMACEN Y COMPRAS | ALMACEN Y COMPRAS | REFRIGERADOR | MELING | YC 130L | 241203999 | 19933 | BPL MEDICAL | OS DE MNTO | INVIMA 2022DM-002584 | IIA |  |  |  | 1005 | ALMACEN Y COMPRAS | ALMACEN Y COMPRAS | REFRIGERADOR | MELING | YC 130L | 241203999 | 19933 | BPL MEDICAL | OS DE MNTO | INVIMA 2022DM-002584 | IIA |  |  |  | 1005 | ALMACEN Y COMPRAS | ALMACEN Y COMPRAS | REFRIGERADOR | MELING | YC 130L | 241203999 | 19933 | BPL MEDICAL | OS DE MNTO | INVIMA 2022DM-002584 | IIA |  |  |  | 1005 | ALMACEN Y COMPRAS | ALMACEN Y COMPRAS | REFRIGERADOR | MELING | YC 130L | 241203999 | 19933 | BPL MEDICAL | OS DE MNTO | INVIMA 2022DM-002584 | IIA |  |  |  | 1005 | ALMACEN Y COMPRAS | ALMACEN Y COMPRAS | REFRIGERADOR | MELING | YC 130L | 241203999 | 19933 | BPL MEDICAL | OS DE MNTO | INVIMA 2022DM-002584 | IIA |  |  |  | 1005 | ALMACEN Y COMPRAS | ALMACEN Y COMPRAS | REFRIGERADOR | MELING | YC 130L | 241203999 | 19933 | BPL MEDICAL | OS DE MNTO | INVIMA 2022DM-002584 | IIA |  |  |  | 1005 | ALMACEN Y COMPRAS | ALMACEN Y COMPRAS | REFRIGERADOR | MELING | YC 130L | 241203999 | 19933 | BPL MEDICAL | OS DE MNTO | INVIMA 2022DM-002584 | IIA |  |  |  | 1005 | ALMACEN Y COMPRAS | ALMACEN Y COMPRAS | REFRIGERADOR | MELING | YC 130L | 241203999 | 19933 | BPL MEDICAL | OS DE MNTO | INVIMA 2022DM-002584 | IIA
290 | ALMACEN Y COMPRAS | ALMACEN Y COMPRAS | TERMOHIGROMETRO | KEX GERMANY | SH-109 | NA | 19935 | CELSIUS | CALIBRACIÓN | N/R |  | N/R | [12 empty] | X
291 | ALMACEN Y COMPRAS | ALMACEN Y COMPRAS | TERMOHIGROMETRO | KEX GERMANY | SH-109 | NA | 13442 | CELSIUS | CALIBRACIÓN | N/R |  | N/R | [5 empty] | X
292 | FARMACIA CENTRAL | FARMACIA CENTRAL | REFRIGERADOR | MELING | YC-1320CL | 241202633 | 19909 | CELSIUS | RE CALIFICACIÓN |  | 2026-06-16 | F15771 | [6 empty] | 16
293 | ESTERILIZACION | QUIROFANOS Y SALAS DE PARTOS | TERMOHIGROMETRO | KEX GERMANY | SH-109 | ta 30579 | 19984 | CELSIUS | CALIBRACIÓN | N/R |  | N/R | [5 empty] | X
294 | SALAS DE CX | QUIROFANOS Y SALAS DE PARTOS | TERMOHIGROMETRO | KEX GERMANY | SH-109 | ta 30576 | 19977 | CELSIUS | CALIBRACIÓN | N/R |  | N/R | [5 empty] | X
295 | SALAS DE CX | QUIROFANOS Y SALAS DE PARTOS | TERMOHIGROMETRO | KEX GERMANY | SH-109 | ta 30573 | 19978 | CELSIUS | CALIBRACIÓN | N/R |  | N/R | [5 empty] | X
296 | BANCO DE SANGRE | BANCO DE SANGRE | REFRIGERADOR | MELING | YC-315L | 250303523 | 19987 | FEMTO | RE CALIFICACIÓN | [11 empty] | X |  |  |  |  | 1005 | ALMACEN Y COMPRAS | ALMACEN Y COMPRAS | REFRIGERADOR | MELING | YC 130L | 241203999 | 19933 | BPL MEDICAL | OS DE MNTO | INVIMA 2022DM-002584 | IIA |  |  |  | 1005 | ALMACEN Y COMPRAS | ALMACEN Y COMPRAS | REFRIGERADOR | MELING | YC 130L | 241203999 | 19933 | BPL MEDICAL | OS DE MNTO | INVIMA 2022DM-002584 | IIA |  |  |  | 1005 | ALMACEN Y COMPRAS | ALMACEN Y COMPRAS | REFRIGERADOR | MELING | YC 130L | 241203999 | 19933 | BPL MEDICAL | OS DE MNTO | INVIMA 2022DM-002584 | IIA |  |  |  | 1005 | ALMACEN Y COMPRAS | ALMACEN Y COMPRAS | REFRIGERADOR | MELING | YC 130L | 241203999 | 19933 | BPL MEDICAL | OS DE MNTO | INVIMA 2022DM-002584 | IIA |  |  |  | 1005 | ALMACEN Y COMPRAS | ALMACEN Y COMPRAS | REFRIGERADOR | MELING | YC 130L | 241203999 | 19933 | BPL MEDICAL | OS DE MNTO | INVIMA 2022DM-002584 | IIA |  |  |  | 1005 | ALMACEN Y COMPRAS | ALMACEN Y COMPRAS | REFRIGERADOR | MELING | YC 130L | 241203999 | 19933 | BPL MEDICAL | OS DE MNTO | INVIMA 2022DM-002584 | IIA |  |  |  | 1005 | ALMACEN Y COMPRAS | ALMACEN Y COMPRAS | REFRIGERADOR | MELING | YC 130L | 241203999 | 19933 | BPL MEDICAL | OS DE MNTO | INVIMA 2022DM-002584 | IIA |  |  |  | 1005 | ALMACEN Y COMPRAS | ALMACEN Y COMPRAS | REFRIGERADOR | MELING | YC 130L | 241203999 | 19933 | BPL MEDICAL | OS DE MNTO | INVIMA 2022DM-002584 | IIA |  |  |  | 1005 | ALMACEN Y COMPRAS | ALMACEN Y COMPRAS | REFRIGERADOR | MELING | YC 130L | 241203999 | 19933 | BPL MEDICAL | OS DE MNTO | INVIMA 2022DM-002584 | IIA |  |  |  | 1005 | ALMACEN Y COMPRAS | ALMACEN Y COMPRAS | REFRIGERADOR | MELING | YC 130L | 241203999 | 19933 | BPL MEDICAL | OS DE MNTO | INVIMA 2022DM-002584 | IIA |  |  |  | 1005 | ALMACEN Y COMPRAS | ALMACEN Y COMPRAS | REFRIGERADOR | MELING | YC 130L | 241203999 | 19933 | BPL MEDICAL | OS DE MNTO | INVIMA 2022DM-002584 | IIA |  |  |  | 1005 | ALMACEN Y COMPRAS | ALMACEN Y COMPRAS | REFRIGERADOR | MELING | YC 130L | 241203999 | 19933 | BPL MEDICAL | OS DE MNTO | INVIMA 2022DM-002584 | IIA |  |  |  | 1005 | ALMACEN Y COMPRAS | ALMACEN Y COMPRAS | REFRIGERADOR | MELING | YC 130L | 241203999 | 19933 | BPL MEDICAL | OS DE MNTO | INVIMA 2022DM-002584 | IIA |  |  |  | 1005 | ALMACEN Y COMPRAS | ALMACEN Y COMPRAS | REFRIGERADOR | MELING | YC 130L | 241203999 | 19933 | BPL MEDICAL | OS DE MNTO | INVIMA 2022DM-002584 | IIA |  |  |  | 1005 | ALMACEN Y COMPRAS | ALMACEN Y COMPRAS | REFRIGERADOR | MELING | YC 130L | 241203999 | 19933 | BPL MEDICAL | OS DE MNTO | INVIMA 2022DM-002584 | IIA |  |  |  | 1005 | ALMACEN Y COMPRAS | ALMACEN Y COMPRAS | REFRIGERADOR | MELING | YC 130L | 241203999 | 19933 | BPL MEDICAL | OS DE MNTO | INVIMA 2022DM-002584 | IIA |  |  |  | 1005 | ALMACEN Y COMPRAS | ALMACEN Y COMPRAS | REFRIGERADOR | MELING | YC 130L | 241203999 | 19933 | BPL MEDICAL | OS DE MNTO | INVIMA 2022DM-002584 | IIA |  |  |  | 1005 | ALMACEN Y COMPRAS | ALMACEN Y COMPRAS | REFRIGERADOR | MELING | YC 130L | 241203999 | 19933 | BPL MEDICAL | OS DE MNTO | INVIMA 2022DM-002584 | IIA |  |  |  | 1005 | ALMACEN Y COMPRAS | ALMACEN Y COMPRAS | REFRIGERADOR | MELING | YC 130L | 241203999 | 19933 | BPL MEDICAL | OS DE MNTO | INVIMA 2022DM-002584 | IIA |  |  |  | 1005 | ALMACEN Y COMPRAS | ALMACEN Y COMPRAS | REFRIGERADOR | MELING | YC 130L | 241203999 | 19933 | BPL MEDICAL | OS DE MNTO | INVIMA 2022DM-002584 | IIA |  |  |  | 1005 | ALMACEN Y COMPRAS | ALMACEN Y COMPRAS | REFRIGERADOR | MELING | YC 130L | 241203999 | 19933 | BPL MEDICAL | OS DE MNTO | INVIMA 2022DM-002584 | IIA |  |  |  | 1005 | ALMACEN Y COMPRAS | ALMACEN Y COMPRAS | REFRIGERADOR | MELING | YC 130L | 241203999 | 19933 | BPL MEDICAL | OS DE MNTO | INVIMA 2022DM-002584 | IIA |  |  |  | 1005 | ALMACEN Y COMPRAS | ALMACEN Y COMPRAS | REFRIGERADOR | MELING | YC 130L | 241203999 | 19933 | BPL MEDICAL | OS DE MNTO | INVIMA 2022DM-002584 | IIA |  |  |  | 1005 | ALMACEN Y COMPRAS | ALMACEN Y COMPRAS | REFRIGERADOR | MELING | YC 130L | 241203999 | 19933 | BPL MEDICAL | OS DE MNTO | INVIMA 2022DM-002584 | IIA |  |  |  | 1005 | ALMACEN Y COMPRAS | ALMACEN Y COMPRAS | REFRIGERADOR | MELING | YC 130L | 241203999 | 19933 | BPL MEDICAL | OS DE MNTO | INVIMA 2022DM-002584 | IIA |  |  |  | 1005 | ALMACEN Y COMPRAS | ALMACEN Y COMPRAS | REFRIGERADOR | MELING | YC 130L | 241203999 | 19933 | BPL MEDICAL | OS DE MNTO | INVIMA 2022DM-002584 | IIA |  |  |  | 1005 | ALMACEN Y COMPRAS | ALMACEN Y COMPRAS | REFRIGERADOR | MELING | YC 130L | 241203999 | 19933 | BPL MEDICAL | OS DE MNTO | INVIMA 2022DM-002584 | IIA |  |  |  | 1005 | ALMACEN Y COMPRAS | ALMACEN Y COMPRAS | REFRIGERADOR | MELING | YC 130L | 241203999 | 19933 | BPL MEDICAL | OS DE MNTO | INVIMA 2022DM-002584 | IIA |  |  |  | 1005 | ALMACEN Y COMPRAS | ALMACEN Y COMPRAS | REFRIGERADOR | MELING | YC 130L | 241203999 | 19933 | BPL MEDICAL | OS DE MNTO | INVIMA 2022DM-002584 | IIA |  |  |  | 1005 | ALMACEN Y COMPRAS | ALMACEN Y COMPRAS | REFRIGERADOR | MELING | YC 130L | 241203999 | 19933 | BPL MEDICAL | OS DE MNTO | INVIMA 2022DM-002584 | IIA |  |  |  | 1005 | ALMACEN Y COMPRAS | ALMACEN Y COMPRAS | REFRIGERADOR | MELING | YC 130L | 241203999 | 19933 | BPL MEDICAL | OS DE MNTO | INVIMA 2022DM-002584 | IIA |  |  |  | 1005 | ALMACEN Y COMPRAS | ALMACEN Y COMPRAS | REFRIGERADOR | MELING | YC 130L | 241203999 | 19933 | BPL MEDICAL | OS DE MNTO | INVIMA 2022DM-002584 | IIA |  |  |  | 1005 | ALMACEN Y COMPRAS | ALMACEN Y COMPRAS | REFRIGERADOR | MELING | YC 130L | 241203999 | 19933 | BPL MEDICAL | OS DE MNTO | INVIMA 2022DM-002584 | IIA |  |  |  | 1005 | ALMACEN Y COMPRAS | ALMACEN Y COMPRAS | REFRIGERADOR | MELING | YC 130L | 241203999 | 19933 | BPL MEDICAL | OS DE MNTO | INVIMA 2022DM-002584 | IIA |  |  |  | 1005 | ALMACEN Y COMPRAS | ALMACEN Y COMPRAS | REFRIGERADOR | MELING | YC 130L | 241203999 | 19933 | BPL MEDICAL | OS DE MNTO | INVIMA 2022DM-002584 | IIA |  |  |  | 1005 | ALMACEN Y COMPRAS | ALMACEN Y COMPRAS | REFRIGERADOR | MELING | YC 130L | 241203999 | 19933 | BPL MEDICAL | OS DE MNTO | INVIMA 2022DM-002584 | IIA |  |  |  | 1005 | ALMACEN Y COMPRAS | ALMACEN Y COMPRAS | REFRIGERADOR | MELING | YC 130L | 241203999 | 19933 | BPL MEDICAL | OS DE MNTO | INVIMA 2022DM-002584 | IIA |  |  |  | 1005 | ALMACEN Y COMPRAS | ALMACEN Y COMPRAS | REFRIGERADOR | MELING | YC 130L | 241203999 | 19933 | BPL MEDICAL | OS DE MNTO | INVIMA 2022DM-002584 | IIA |  |  |  | 1005 | ALMACEN Y COMPRAS | ALMACEN Y COMPRAS | REFRIGERADOR | MELING | YC 130L | 241203999 | 19933 | BPL MEDICAL | OS DE MNTO | INVIMA 2022DM-002584 | IIA |  |  |  | 1005 | ALMACEN Y COMPRAS | ALMACEN Y COMPRAS | REFRIGERADOR | MELING | YC 130L | 241203999 | 19933 | BPL MEDICAL | OS DE MNTO | INVIMA 2022DM-002584 | IIA |  |  |  | 1005 | ALMACEN Y COMPRAS | ALMACEN Y COMPRAS | REFRIGERADOR | MELING | YC 130L | 241203999 | 19933 | BPL MEDICAL | OS DE MNTO | INVIMA 2022DM-002584 | IIA |  |  |  | 1005 | ALMACEN Y COMPRAS | ALMACEN Y COMPRAS | REFRIGERADOR | MELING | YC 130L | 241203999 | 19933 | BPL MEDICAL | OS DE MNTO | INVIMA 2022DM-002584 | IIA |  |  |  | 1005 | ALMACEN Y COMPRAS | ALMACEN Y COMPRAS | REFRIGERADOR | MELING | YC 130L | 241203999 | 19933 | BPL MEDICAL | OS DE MNTO | INVIMA 2022DM-002584 | IIA |  |  |  | 1005 | ALMACEN Y COMPRAS | ALMACEN Y COMPRAS | REFRIGERADOR | MELING | YC 130L | 241203999 | 19933 | BPL MEDICAL | OS DE MNTO | INVIMA 2022DM-002584 | IIA |  |  |  | 1005 | ALMACEN Y COMPRAS | ALMACEN Y COMPRAS | REFRIGERADOR | MELING | YC 130L | 241203999 | 19933 | BPL MEDICAL | OS DE MNTO | INVIMA 2022DM-002584 | IIA |  |  |  | 1005 | ALMACEN Y COMPRAS | ALMACEN Y COMPRAS | REFRIGERADOR | MELING | YC 130L | 241203999 | 19933 | BPL MEDICAL | OS DE MNTO | INVIMA 2022DM-002584 | IIA |  |  |  | 1005 | ALMACEN Y COMPRAS | ALMACEN Y COMPRAS | REFRIGERADOR | MELING | YC 130L | 241203999 | 19933 | BPL MEDICAL | OS DE MNTO | INVIMA 2022DM-002584 | IIA |  |  |  | 1005 | ALMACEN Y COMPRAS | ALMACEN Y COMPRAS | REFRIGERADOR | MELING | YC 130L | 241203999 | 19933 | BPL MEDICAL | OS DE MNTO | INVIMA 2022DM-002584 | IIA |  |  |  | 1005 | ALMACEN Y COMPRAS | ALMACEN Y COMPRAS | REFRIGERADOR | MELING | YC 130L | 241203999 | 19933 | BPL MEDICAL | OS DE MNTO | INVIMA 2022DM-002584 | IIA |  |  |  | 1005 | ALMACEN Y COMPRAS | ALMACEN Y COMPRAS | REFRIGERADOR | MELING | YC 130L | 241203999 | 19933 | BPL MEDICAL | OS DE MNTO | INVIMA 2022DM-002584 | IIA |  |  |  | 1005 | ALMACEN Y COMPRAS | ALMACEN Y COMPRAS | REFRIGERADOR | MELING | YC 130L | 241203999 | 19933 | BPL MEDICAL | OS DE MNTO | INVIMA 2022DM-002584 | IIA |  |  |  | 1005 | ALMACEN Y COMPRAS | ALMACEN Y COMPRAS | REFRIGERADOR | MELING | YC 130L | 241203999 | 19933 | BPL MEDICAL | OS DE MNTO | INVIMA 2022DM-002584 | IIA |  |  |  | 1005 | ALMACEN Y COMPRAS | ALMACEN Y COMPRAS | REFRIGERADOR | MELING | YC 130L | 241203999 | 19933 | BPL MEDICAL | OS DE MNTO | INVIMA 2022DM-002584 | IIA |  |  |  | 1005 | ALMACEN Y COMPRAS | ALMACEN Y COMPRAS | REFRIGERADOR | MELING | YC 130L | 241203999 | 19933 | BPL MEDICAL | OS DE MNTO | INVIMA 2022DM-002584 | IIA |  |  |  | 1005 | ALMACEN Y COMPRAS | ALMACEN Y COMPRAS | REFRIGERADOR | MELING | YC 130L | 241203999 | 19933 | BPL MEDICAL | OS DE MNTO | INVIMA 2022DM-002584 | IIA |  |  |  | 1005 | ALMACEN Y COMPRAS | ALMACEN Y COMPRAS | REFRIGERADOR | MELING | YC 130L | 241203999 | 19933 | BPL MEDICAL | OS DE MNTO | INVIMA 2022DM-002584 | IIA |  |  |  | 1005 | ALMACEN Y COMPRAS | ALMACEN Y COMPRAS | REFRIGERADOR | MELING | YC 130L | 241203999 | 19933 | BPL MEDICAL | OS DE MNTO | INVIMA 2022DM-002584 | IIA |  |  |  | 1005 | ALMACEN Y COMPRAS | ALMACEN Y COMPRAS | REFRIGERADOR | MELING | YC 130L | 241203999 | 19933 | BPL MEDICAL | OS DE MNTO | INVIMA 2022DM-002584 | IIA |  |  |  | 1005 | ALMACEN Y COMPRAS | ALMACEN Y COMPRAS | REFRIGERADOR | MELING | YC 130L | 241203999 | 19933 | BPL MEDICAL | OS DE MNTO | INVIMA 2022DM-002584 | IIA |  |  |  | 1005 | ALMACEN Y COMPRAS | ALMACEN Y COMPRAS | REFRIGERADOR | MELING | YC 130L | 241203999 | 19933 | BPL MEDICAL | OS DE MNTO | INVIMA 2022DM-002584 | IIA |  |  |  | 1005 | ALMACEN Y COMPRAS | ALMACEN Y COMPRAS | REFRIGERADOR | MELING | YC 130L | 241203999 | 19933 | BPL MEDICAL | OS DE MNTO | INVIMA 2022DM-002584 | IIA |  |  |  | 1005 | ALMACEN Y COMPRAS | ALMACEN Y COMPRAS | REFRIGERADOR | MELING | YC 130L | 241203999 | 19933 | BPL MEDICAL | OS DE MNTO | INVIMA 2022DM-002584 | IIA |  |  |  | 1005 | ALMACEN Y COMPRAS | ALMACEN Y COMPRAS | REFRIGERADOR | MELING | YC 130L | 241203999 | 19933 | BPL MEDICAL | OS DE MNTO | INVIMA 2022DM-002584 | IIA |  |  |  | 1005 | ALMACEN Y COMPRAS | ALMACEN Y COMPRAS | REFRIGERADOR | MELING | YC 130L | 241203999 | 19933 | BPL MEDICAL | OS DE MNTO | INVIMA 2022DM-002584 | IIA |  |  |  | 1005 | ALMACEN Y COMPRAS | ALMACEN Y COMPRAS | REFRIGERADOR | MELING | YC 130L | 241203999 | 19933 | BPL MEDICAL | OS DE MNTO | INVIMA 2022DM-002584 | IIA |  |  |  | 1005 | ALMACEN Y COMPRAS | ALMACEN Y COMPRAS | REFRIGERADOR | MELING | YC 130L | 241203999 | 19933 | BPL MEDICAL | OS DE MNTO | INVIMA 2022DM-002584 | IIA |  |  |  | 1005 | ALMACEN Y COMPRAS | ALMACEN Y COMPRAS | REFRIGERADOR | MELING | YC 130L | 241203999 | 19933 | BPL MEDICAL | OS DE MNTO | INVIMA 2022DM-002584 | IIA |  |  |  | 1005 | ALMACEN Y COMPRAS | ALMACEN Y COMPRAS | REFRIGERADOR | MELING | YC 130L | 241203999 | 19933 | BPL MEDICAL | OS DE MNTO | INVIMA 2022DM-002584 | IIA |  |  |  | 1005 | ALMACEN Y COMPRAS | ALMACEN Y COMPRAS | REFRIGERADOR | MELING | YC 130L | 241203999 | 19933 | BPL MEDICAL | OS DE MNTO | INVIMA 2022DM-002584 | IIA |  |  |  | 1005 | ALMACEN Y COMPRAS | ALMACEN Y COMPRAS | REFRIGERADOR | MELING | YC 130L | 241203999 | 19933 | BPL MEDICAL | OS DE MNTO | INVIMA 2022DM-002584 | IIA |  |  |  | 1005 | ALMACEN Y COMPRAS | ALMACEN Y COMPRAS | REFRIGERADOR | MELING | YC 130L | 241203999 | 19933 | BPL MEDICAL | OS DE MNTO | INVIMA 2022DM-002584 | IIA |  |  |  | 1005 | ALMACEN Y COMPRAS | ALMACEN Y COMPRAS | REFRIGERADOR | MELING | YC 130L | 241203999 | 19933 | BPL MEDICAL | OS DE MNTO | INVIMA 2022DM-002584 | IIA |  |  |  | 1005 | ALMACEN Y COMPRAS | ALMACEN Y COMPRAS | REFRIGERADOR | MELING | YC 130L | 241203999 | 19933 | BPL MEDICAL | OS DE MNTO | INVIMA 2022DM-002584 | IIA |  |  |  | 1005 | ALMACEN Y COMPRAS | ALMACEN Y COMPRAS | REFRIGERADOR | MELING | YC 130L | 241203999 | 19933 | BPL MEDICAL | OS DE MNTO | INVIMA 2022DM-002584 | IIA |  |  |  | 1005 | ALMACEN Y COMPRAS | ALMACEN Y COMPRAS | REFRIGERADOR | MELING | YC 130L | 241203999 | 19933 | BPL MEDICAL | OS DE MNTO | INVIMA 2022DM-002584 | IIA |  |  |  | 1005 | ALMACEN Y COMPRAS | ALMACEN Y COMPRAS | REFRIGERADOR | MELING | YC 130L | 241203999 | 19933 | BPL MEDICAL | OS DE MNTO | INVIMA 2022DM-002584 | IIA |  |  |  | 1005 | ALMACEN Y COMPRAS | ALMACEN Y COMPRAS | REFRIGERADOR | MELING | YC 130L | 241203999 | 19933 | BPL MEDICAL | OS DE MNTO | INVIMA 2022DM-002584 | IIA |  |  |  | 1005 | ALMACEN Y COMPRAS | ALMACEN Y COMPRAS | REFRIGERADOR | MELING | YC 130L | 241203999 | 19933 | BPL MEDICAL | OS DE MNTO | INVIMA 2022DM-002584 | IIA |  |  |  | 1005 | ALMACEN Y COMPRAS | ALMACEN Y COMPRAS | REFRIGERADOR | MELING | YC 130L | 241203999 | 19933 | BPL MEDICAL | OS DE MNTO | INVIMA 2022DM-002584 | IIA |  |  |  | 1005 | ALMACEN Y COMPRAS | ALMACEN Y COMPRAS | REFRIGERADOR | MELING | YC 130L | 241203999 | 19933 | BPL MEDICAL | OS DE MNTO | INVIMA 2022DM-002584 | IIA |  |  |  | 1005 | ALMACEN Y COMPRAS | ALMACEN Y COMPRAS | REFRIGERADOR | MELING | YC 130L | 241203999 | 19933 | BPL MEDICAL | OS DE MNTO | INVIMA 2022DM-002584 | IIA |  |  |  | 1005 | ALMACEN Y COMPRAS | ALMACEN Y COMPRAS | REFRIGERADOR | MELING | YC 130L | 241203999 | 19933 | BPL MEDICAL | OS DE MNTO | INVIMA 2022DM-002584 | IIA |  |  |  | 1005 | ALMACEN Y COMPRAS | ALMACEN Y COMPRAS | REFRIGERADOR | MELING | YC 130L | 241203999 | 19933 | BPL MEDICAL | OS DE MNTO | INVIMA 2022DM-002584 | IIA |  |  |  | 1005 | ALMACEN Y COMPRAS | ALMACEN Y COMPRAS | REFRIGERADOR | MELING | YC 130L | 241203999 | 19933 | BPL MEDICAL | OS DE MNTO | INVIMA 2022DM-002584 | IIA |  |  |  | 1005 | ALMACEN Y COMPRAS | ALMACEN Y COMPRAS | REFRIGERADOR | MELING | YC 130L | 241203999 | 19933 | BPL MEDICAL | OS DE MNTO | INVIMA 2022DM-002584 | IIA |  |  |  | 1005 | ALMACEN Y COMPRAS | ALMACEN Y COMPRAS | REFRIGERADOR | MELING | YC 130L | 241203999 | 19933 | BPL MEDICAL | OS DE MNTO | INVIMA 2022DM-002584 | IIA |  |  |  | 1005 | ALMACEN Y COMPRAS | ALMACEN Y COMPRAS | REFRIGERADOR | MELING | YC 130L | 241203999 | 19933 | BPL MEDICAL | OS DE MNTO | INVIMA 2022DM-002584 | IIA |  |  |  | 1005 | ALMACEN Y COMPRAS | ALMACEN Y COMPRAS | REFRIGERADOR | MELING | YC 130L | 241203999 | 19933 | BPL MEDICAL | OS DE MNTO | INVIMA 2022DM-002584 | IIA |  |  |  | 1005 | ALMACEN Y COMPRAS | ALMACEN Y COMPRAS | REFRIGERADOR | MELING | YC 130L | 241203999 | 19933 | BPL MEDICAL | OS DE MNTO | INVIMA 2022DM-002584 | IIA |  |  |  | 1005 | ALMACEN Y COMPRAS | ALMACEN Y COMPRAS | REFRIGERADOR | MELING | YC 130L | 241203999 | 19933 | BPL MEDICAL | OS DE MNTO | INVIMA 2022DM-002584 | IIA |  |  |  | 1005 | ALMACEN Y COMPRAS | ALMACEN Y COMPRAS | REFRIGERADOR | MELING | YC 130L | 241203999 | 19933 | BPL MEDICAL | OS DE MNTO | INVIMA 2022DM-002584 | IIA |  |  |  | 1005 | ALMACEN Y COMPRAS | ALMACEN Y COMPRAS | REFRIGERADOR | MELING | YC 130L | 241203999 | 19933 | BPL MEDICAL | OS DE MNTO | INVIMA 2022DM-002584 | IIA |  |  |  | 1005 | ALMACEN Y COMPRAS | ALMACEN Y COMPRAS | REFRIGERADOR | MELING | YC 130L | 241203999 | 19933 | BPL MEDICAL | OS DE MNTO | INVIMA 2022DM-002584 | IIA |  |  |  | 1005 | ALMACEN Y COMPRAS | ALMACEN Y COMPRAS | REFRIGERADOR | MELING | YC 130L | 241203999 | 19933 | BPL MEDICAL | OS DE MNTO | INVIMA 2022DM-002584 | IIA |  |  |  | 1005 | ALMACEN Y COMPRAS | ALMACEN Y COMPRAS | REFRIGERADOR | MELING | YC 130L | 241203999 | 19933 | BPL MEDICAL | OS DE MNTO | INVIMA 2022DM-002584 | IIA |  |  |  | 1005 | ALMACEN Y COMPRAS | ALMACEN Y COMPRAS | REFRIGERADOR | MELING | YC 130L | 241203999 | 19933 | BPL MEDICAL | OS DE MNTO | INVIMA 2022DM-002584 | IIA |  |  |  | 1005 | ALMACEN Y COMPRAS | ALMACEN Y COMPRAS | REFRIGERADOR | MELING | YC 130L | 241203999 | 19933 | BPL MEDICAL | OS DE MNTO | INVIMA 2022DM-002584 | IIA |  |  |  | 1005 | ALMACEN Y COMPRAS | ALMACEN Y COMPRAS | REFRIGERADOR | MELING | YC 130L | 241203999 | 19933 | BPL MEDICAL | OS DE MNTO | INVIMA 2022DM-002584 | IIA |  |  |  | 1005 | ALMACEN Y COMPRAS | ALMACEN Y COMPRAS | REFRIGERADOR | MELING | YC 130L | 241203999 | 19933 | BPL MEDICAL | OS DE MNTO | INVIMA 2022DM-002584 | IIA |  |  |  | 1005 | ALMACEN Y COMPRAS | ALMACEN Y COMPRAS | REFRIGERADOR | MELING | YC 130L | 241203999 | 19933 | BPL MEDICAL | OS DE MNTO | INVIMA 2022DM-002584 | IIA |  |  |  | 1005 | ALMACEN Y COMPRAS | ALMACEN Y COMPRAS | REFRIGERADOR | MELING | YC 130L | 241203999 | 19933 | BPL MEDICAL | OS DE MNTO | INVIMA 2022DM-002584 | IIA |  |  |  | 1005 | ALMACEN Y COMPRAS | ALMACEN Y COMPRAS | REFRIGERADOR | MELING | YC 130L | 241203999 | 19933 | BPL MEDICAL | OS DE MNTO | INVIMA 2022DM-002584 | IIA |  |  |  | 1005 | ALMACEN Y COMPRAS | ALMACEN Y COMPRAS | REFRIGERADOR | MELING | YC 130L | 241203999 | 19933 | BPL MEDICAL | OS DE MNTO | INVIMA 2022DM-002584 | IIA |  |  |  | 1005 | ALMACEN Y COMPRAS | ALMACEN Y COMPRAS | REFRIGERADOR | MELING | YC 130L | 241203999 | 19933 | BPL MEDICAL | OS DE MNTO | INVIMA 2022DM-002584 | IIA |  |  |  | 1005 | ALMACEN Y COMPRAS | ALMACEN Y COMPRAS | REFRIGERADOR | MELING | YC 130L | 241203999 | 19933 | BPL MEDICAL | OS DE MNTO | INVIMA 2022DM-002584 | IIA |  |  |  | 1005 | ALMACEN Y COMPRAS | ALMACEN Y COMPRAS | REFRIGERADOR | MELING | YC 130L | 241203999 | 19933 | BPL MEDICAL | OS DE MNTO | INVIMA 2022DM-002584 | IIA |  |  |  | 1005 | ALMACEN Y COMPRAS | ALMACEN Y COMPRAS | REFRIGERADOR | MELING | YC 130L | 241203999 | 19933 | BPL MEDICAL | OS DE MNTO | INVIMA 2022DM-002584 | IIA |  |  |  | 1005 | ALMACEN Y COMPRAS | ALMACEN Y COMPRAS | REFRIGERADOR | MELING | YC 130L | 241203999 | 19933 | BPL MEDICAL | OS DE MNTO | INVIMA 2022DM-002584 | IIA |  |  |  | 1005 | ALMACEN Y COMPRAS | ALMACEN Y COMPRAS | REFRIGERADOR | MELING | YC 130L | 241203999 | 19933 | BPL MEDICAL | OS DE MNTO | INVIMA 2022DM-002584 | IIA |  |  |  | 1005 | ALMACEN Y COMPRAS | ALMACEN Y COMPRAS | REFRIGERADOR | MELING | YC 130L | 241203999 | 19933 | BPL MEDICAL | OS DE MNTO | INVIMA 2022DM-002584 | IIA |  |  |  | 1005 | ALMACEN Y COMPRAS | ALMACEN Y COMPRAS | REFRIGERADOR | MELING | YC 130L | 241203999 | 19933 | BPL MEDICAL | OS DE MNTO | INVIMA 2022DM-002584 | IIA |  |  |  | 1005 | ALMACEN Y COMPRAS | ALMACEN Y COMPRAS | REFRIGERADOR | MELING | YC 130L | 241203999 | 19933 | BPL MEDICAL | OS DE MNTO | INVIMA 2022DM-002584 | IIA |  |  |  | 1005 | ALMACEN Y COMPRAS | ALMACEN Y COMPRAS | REFRIGERADOR | MELING | YC 130L | 241203999 | 19933 | BPL MEDICAL | OS DE MNTO | INVIMA 2022DM-002584 | IIA |  |  |  | 1005 | ALMACEN Y COMPRAS | ALMACEN Y COMPRAS | REFRIGERADOR | MELING | YC 130L | 241203999 | 19933 | BPL MEDICAL | OS DE MNTO | INVIMA 2022DM-002584 | IIA |  |  |  | 1005 | ALMACEN Y COMPRAS | ALMACEN Y COMPRAS | REFRIGERADOR | MELING | YC 130L | 241203999 | 19933 | BPL MEDICAL | OS DE MNTO | INVIMA 2022DM-002584 | IIA |  |  |  | 1005 | ALMACEN Y COMPRAS | ALMACEN Y COMPRAS | REFRIGERADOR | MELING | YC 130L | 241203999 | 19933 | BPL MEDICAL | OS DE MNTO | INVIMA 2022DM-002584 | IIA |  |  |  | 1005 | ALMACEN Y COMPRAS | ALMACEN Y COMPRAS | REFRIGERADOR | MELING | YC 130L | 241203999 | 19933 | BPL MEDICAL | OS DE MNTO | INVIMA 2022DM-002584 | IIA |  |  |  | 1005 | ALMACEN Y COMPRAS | ALMACEN Y COMPRAS | REFRIGERADOR | MELING | YC 130L | 241203999 | 19933 | BPL MEDICAL | OS DE MNTO | INVIMA 2022DM-002584 | IIA |  |  |  | 1005 | ALMACEN Y COMPRAS | ALMACEN Y COMPRAS | REFRIGERADOR | MELING | YC 130L | 241203999 | 19933 | BPL MEDICAL | OS DE MNTO | INVIMA 2022DM-002584 | IIA |  |  |  | 1005 | ALMACEN Y COMPRAS | ALMACEN Y COMPRAS | REFRIGERADOR | MELING | YC 130L | 241203999 | 19933 | BPL MEDICAL | OS DE MNTO | INVIMA 2022DM-002584 | IIA |  |  |  | 1005 | ALMACEN Y COMPRAS | ALMACEN Y COMPRAS | REFRIGERADOR | MELING | YC 130L | 241203999 | 19933 | BPL MEDICAL | OS DE MNTO | INVIMA 2022DM-002584 | IIA |  |  |  | 1005 | ALMACEN Y COMPRAS | ALMACEN Y COMPRAS | REFRIGERADOR | MELING | YC 130L | 241203999 | 19933 | BPL MEDICAL | OS DE MNTO | INVIMA 2022DM-002584 | IIA |  |  |  | 1005 | ALMACEN Y COMPRAS | ALMACEN Y COMPRAS | REFRIGERADOR | MELING | YC 130L | 241203999 | 19933 | BPL MEDICAL | OS DE MNTO | INVIMA 2022DM-002584 | IIA |  |  |  | 1005 | ALMACEN Y COMPRAS | ALMACEN Y COMPRAS | REFRIGERADOR | MELING | YC 130L | 241203999 | 19933 | BPL MEDICAL | OS DE MNTO | INVIMA 2022DM-002584 | IIA |  |  |  | 1005 | ALMACEN Y COMPRAS | ALMACEN Y COMPRAS | REFRIGERADOR | MELING | YC 130L | 241203999 | 19933 | BPL MEDICAL | OS DE MNTO | INVIMA 2022DM-002584 | IIA |  |  |  | 1005 | ALMACEN Y COMPRAS | ALMACEN Y COMPRAS | REFRIGERADOR | MELING | YC 130L | 241203999 | 19933 | BPL MEDICAL | OS DE MNTO | INVIMA 2022DM-002584 | IIA |  |  |  | 1005 | ALMACEN Y COMPRAS | ALMACEN Y COMPRAS | REFRIGERADOR | MELING | YC 130L | 241203999 | 19933 | BPL MEDICAL | OS DE MNTO | INVIMA 2022DM-002584 | IIA |  |  |  | 1005 | ALMACEN Y COMPRAS | ALMACEN Y COMPRAS | REFRIGERADOR | MELING | YC 130L | 241203999 | 19933 | BPL MEDICAL | OS DE MNTO | INVIMA 2022DM-002584 | IIA |  |  |  | 1005 | ALMACEN Y COMPRAS | ALMACEN Y COMPRAS | REFRIGERADOR | MELING | YC 130L | 241203999 | 19933 | BPL MEDICAL | OS DE MNTO | INVIMA 2022DM-002584 | IIA |  |  |  | 1005 | ALMACEN Y COMPRAS | ALMACEN Y COMPRAS | REFRIGERADOR | MELING | YC 130L | 241203999 | 19933 | BPL MEDICAL | OS DE MNTO | INVIMA 2022DM-002584 | IIA |  |  |  | 1005 | ALMACEN Y COMPRAS | ALMACEN Y COMPRAS | REFRIGERADOR | MELING | YC 130L | 241203999 | 19933 | BPL MEDICAL | OS DE MNTO | INVIMA 2022DM-002584 | IIA |  |  |  | 1005 | ALMACEN Y COMPRAS | ALMACEN Y COMPRAS | REFRIGERADOR | MELING | YC 130L | 241203999 | 19933 | BPL MEDICAL | OS DE MNTO | INVIMA 2022DM-002584 | IIA |  |  |  | 1005 | ALMACEN Y COMPRAS | ALMACEN Y COMPRAS | REFRIGERADOR | MELING | YC 130L | 241203999 | 19933 | BPL MEDICAL | OS DE MNTO | INVIMA 2022DM-002584 | IIA |  |  |  | 1005 | ALMACEN Y COMPRAS | ALMACEN Y COMPRAS | REFRIGERADOR | MELING | YC 130L | 241203999 | 19933 | BPL MEDICAL | OS DE MNTO | INVIMA 2022DM-002584 | IIA |  |  |  | 1005 | ALMACEN Y COMPRAS | ALMACEN Y COMPRAS | REFRIGERADOR | MELING | YC 130L | 241203999 | 19933 | BPL MEDICAL | OS DE MNTO | INVIMA 2022DM-002584 | IIA |  |  |  | 1005 | ALMACEN Y COMPRAS | ALMACEN Y COMPRAS | REFRIGERADOR | MELING | YC 130L | 241203999 | 19933 | BPL MEDICAL | OS DE MNTO | INVIMA 2022DM-002584 | IIA |  |  |  | 1005 | ALMACEN Y COMPRAS | ALMACEN Y COMPRAS | REFRIGERADOR | MELING | YC 130L | 241203999 | 19933 | BPL MEDICAL | OS DE MNTO | INVIMA 2022DM-002584 | IIA |  |  |  | 1005 | ALMACEN Y COMPRAS | ALMACEN Y COMPRAS | REFRIGERADOR | MELING | YC 130L | 241203999 | 19933 | BPL MEDICAL | OS DE MNTO | INVIMA 2022DM-002584 | IIA |  |  |  | 1005 | ALMACEN Y COMPRAS | ALMACEN Y COMPRAS | REFRIGERADOR | MELING | YC 130L | 241203999 | 19933 | BPL MEDICAL | OS DE MNTO | INVIMA 2022DM-002584 | IIA |  |  |  | 1005 | ALMACEN Y COMPRAS | ALMACEN Y COMPRAS | REFRIGERADOR | MELING | YC 130L | 241203999 | 19933 | BPL MEDICAL | OS DE MNTO | INVIMA 2022DM-002584 | IIA |  |  |  | 1005 | ALMACEN Y COMPRAS | ALMACEN Y COMPRAS | REFRIGERADOR | MELING | YC 130L | 241203999 | 19933 | BPL MEDICAL | OS DE MNTO | INVIMA 2022DM-002584 | IIA |  |  |  | 1005 | ALMACEN Y COMPRAS | ALMACEN Y COMPRAS | REFRIGERADOR | MELING | YC 130L | 241203999 | 19933 | BPL MEDICAL | OS DE MNTO | INVIMA 2022DM-002584 | IIA |  |  |  | 1005 | ALMACEN Y COMPRAS | ALMACEN Y COMPRAS | REFRIGERADOR | MELING | YC 130L | 241203999 | 19933 | BPL MEDICAL | OS DE MNTO | INVIMA 2022DM-002584 | IIA |  |  |  | 1005 | ALMACEN Y COMPRAS | ALMACEN Y COMPRAS | REFRIGERADOR | MELING | YC 130L | 241203999 | 19933 | BPL MEDICAL | OS DE MNTO | INVIMA 2022DM-002584 | IIA |  |  |  | 1005 | ALMACEN Y COMPRAS | ALMACEN Y COMPRAS | REFRIGERADOR | MELING | YC 130L | 241203999 | 19933 | BPL MEDICAL | OS DE MNTO | INVIMA 2022DM-002584 | IIA |  |  |  | 1005 | ALMACEN Y COMPRAS | ALMACEN Y COMPRAS | REFRIGERADOR | MELING | YC 130L | 241203999 | 19933 | BPL MEDICAL | OS DE MNTO | INVIMA 2022DM-002584 | IIA |  |  |  | 1005 | ALMACEN Y COMPRAS | ALMACEN Y COMPRAS | REFRIGERADOR | MELING | YC 130L | 241203999 | 19933 | BPL MEDICAL | OS DE MNTO | INVIMA 2022DM-002584 | IIA |  |  |  | 1005 | ALMACEN Y COMPRAS | ALMACEN Y COMPRAS | REFRIGERADOR | MELING | YC 130L | 241203999 | 19933 | BPL MEDICAL | OS DE MNTO | INVIMA 2022DM-002584 | IIA |  |  |  | 1005 | ALMACEN Y COMPRAS | ALMACEN Y COMPRAS | REFRIGERADOR | MELING | YC 130L | 241203999 | 19933 | BPL MEDICAL | OS DE MNTO | INVIMA 2022DM-002584 | IIA |  |  |  | 1005 | ALMACEN Y COMPRAS | ALMACEN Y COMPRAS | REFRIGERADOR | MELING | YC 130L | 241203999 | 19933 | BPL MEDICAL | OS DE MNTO | INVIMA 2022DM-002584 | IIA |  |  |  | 1005 | ALMACEN Y COMPRAS | ALMACEN Y COMPRAS | REFRIGERADOR | MELING | YC 130L | 241203999 | 19933 | BPL MEDICAL | OS DE MNTO | INVIMA 2022DM-002584 | IIA |  |  |  | 1005 | ALMACEN Y COMPRAS | ALMACEN Y COMPRAS | REFRIGERADOR | MELING | YC 130L | 241203999 | 19933 | BPL MEDICAL | OS DE MNTO | INVIMA 2022DM-002584 | IIA |  |  |  | 1005 | ALMACEN Y COMPRAS | ALMACEN Y COMPRAS | REFRIGERADOR | MELING | YC 130L | 241203999 | 19933 | BPL MEDICAL | OS DE MNTO | INVIMA 2022DM-002584 | IIA |  |  |  | 1005 | ALMACEN Y COMPRAS | ALMACEN Y COMPRAS | REFRIGERADOR | MELING | YC 130L | 241203999 | 19933 | BPL MEDICAL | OS DE MNTO | INVIMA 2022DM-002584 | IIA |  |  |  | 1005 | ALMACEN Y COMPRAS | ALMACEN Y COMPRAS | REFRIGERADOR | MELING | YC 130L | 241203999 | 19933 | BPL MEDICAL | OS DE MNTO | INVIMA 2022DM-002584 | IIA |  |  |  | 1005 | ALMACEN Y COMPRAS | ALMACEN Y COMPRAS | REFRIGERADOR | MELING | YC 130L | 241203999 | 19933 | BPL MEDICAL | OS DE MNTO | INVIMA 2022DM-002584 | IIA |  |  |  | 1005 | ALMACEN Y COMPRAS | ALMACEN Y COMPRAS | REFRIGERADOR | MELING | YC 130L | 241203999 | 19933 | BPL MEDICAL | OS DE MNTO | INVIMA 2022DM-002584 | IIA |  |  |  | 1005 | ALMACEN Y COMPRAS | ALMACEN Y COMPRAS | REFRIGERADOR | MELING | YC 130L | 241203999 | 19933 | BPL MEDICAL | OS DE MNTO | INVIMA 2022DM-002584 | IIA |  |  |  | 1005 | ALMACEN Y COMPRAS | ALMACEN Y COMPRAS | REFRIGERADOR | MELING | YC 130L | 241203999 | 19933 | BPL MEDICAL | OS DE MNTO | INVIMA 2022DM-002584 | IIA |  |  |  | 1005 | ALMACEN Y COMPRAS | ALMACEN Y COMPRAS | REFRIGERADOR | MELING | YC 130L | 241203999 | 19933 | BPL MEDICAL | OS DE MNTO | INVIMA 2022DM-002584 | IIA |  |  |  | 1005 | ALMACEN Y COMPRAS | ALMACEN Y COMPRAS | REFRIGERADOR | MELING | YC 130L | 241203999 | 19933 | BPL MEDICAL | OS DE MNTO | INVIMA 2022DM-002584 | IIA |  |  |  | 1005 | ALMACEN Y COMPRAS | ALMACEN Y COMPRAS | REFRIGERADOR | MELING | YC 130L | 241203999 | 19933 | BPL MEDICAL | OS DE MNTO | INVIMA 2022DM-002584 | IIA |  |  |  | 1005 | ALMACEN Y COMPRAS | ALMACEN Y COMPRAS | REFRIGERADOR | MELING | YC 130L | 241203999 | 19933 | BPL MEDICAL | OS DE MNTO | INVIMA 2022DM-002584 | IIA |  |  |  | 1005 | ALMACEN Y COMPRAS | ALMACEN Y COMPRAS | REFRIGERADOR | MELING | YC 130L | 241203999 | 19933 | BPL MEDICAL | OS DE MNTO | INVIMA 2022DM-002584 | IIA |  |  |  | 1005 | ALMACEN Y COMPRAS | ALMACEN Y COMPRAS | REFRIGERADOR | MELING | YC 130L | 241203999 | 19933 | BPL MEDICAL | OS DE MNTO | INVIMA 2022DM-002584 | IIA |  |  |  | 1005 | ALMACEN Y COMPRAS | ALMACEN Y COMPRAS | REFRIGERADOR | MELING | YC 130L | 241203999 | 19933 | BPL MEDICAL | OS DE MNTO | INVIMA 2022DM-002584 | IIA |  |  |  | 1005 | ALMACEN Y COMPRAS | ALMACEN Y COMPRAS | REFRIGERADOR | MELING | YC 130L | 241203999 | 19933 | BPL MEDICAL | OS DE MNTO | INVIMA 2022DM-002584 | IIA |  |  |  | 1005 | ALMACEN Y COMPRAS | ALMACEN Y COMPRAS | REFRIGERADOR | MELING | YC 130L | 241203999 | 19933 | BPL MEDICAL | OS DE MNTO | INVIMA 2022DM-002584 | IIA |  |  |  | 1005 | ALMACEN Y COMPRAS | ALMACEN Y COMPRAS | REFRIGERADOR | MELING | YC 130L | 241203999 | 19933 | BPL MEDICAL | OS DE MNTO | INVIMA 2022DM-002584 | IIA |  |  |  | 1005 | ALMACEN Y COMPRAS | ALMACEN Y COMPRAS | REFRIGERADOR | MELING | YC 130L | 241203999 | 19933 | BPL MEDICAL | OS DE MNTO | INVIMA 2022DM-002584 | IIA |  |  |  | 1005 | ALMACEN Y COMPRAS | ALMACEN Y COMPRAS | REFRIGERADOR | MELING | YC 130L | 241203999 | 19933 | BPL MEDICAL | OS DE MNTO | INVIMA 2022DM-002584 | IIA |  |  |  | 1005 | ALMACEN Y COMPRAS | ALMACEN Y COMPRAS | REFRIGERADOR | MELING | YC 130L | 241203999 | 19933 | BPL MEDICAL | OS DE MNTO | INVIMA 2022DM-002584 | IIA |  |  |  | 1005 | ALMACEN Y COMPRAS | ALMACEN Y COMPRAS | REFRIGERADOR | MELING | YC 130L | 241203999 | 19933 | BPL MEDICAL | OS DE MNTO | INVIMA 2022DM-002584 | IIA |  |  |  | 1005 | ALMACEN Y COMPRAS | ALMACEN Y COMPRAS | REFRIGERADOR | MELING | YC 130L | 241203999 | 19933 | BPL MEDICAL | OS DE MNTO | INVIMA 2022DM-002584 | IIA |  |  |  | 1005 | ALMACEN Y COMPRAS | ALMACEN Y COMPRAS | REFRIGERADOR | MELING | YC 130L | 241203999 | 19933 | BPL MEDICAL | OS DE MNTO | INVIMA 2022DM-002584 | IIA |  |  |  | 1005 | ALMACEN Y COMPRAS | ALMACEN Y COMPRAS | REFRIGERADOR | MELING | YC 130L | 241203999 | 19933 | BPL MEDICAL | OS DE MNTO | INVIMA 2022DM-002584 | IIA |  |  |  | 1005 | ALMACEN Y COMPRAS | ALMACEN Y COMPRAS | REFRIGERADOR | MELING | YC 130L | 241203999 | 19933 | BPL MEDICAL | OS DE MNTO | INVIMA 2022DM-002584 | IIA |  |  |  | 1005 | ALMACEN Y COMPRAS | ALMACEN Y COMPRAS | REFRIGERADOR | MELING | YC 130L | 241203999 | 19933 | BPL MEDICAL | OS DE MNTO | INVIMA 2022DM-002584 | IIA |  |  |  | 1005 | ALMACEN Y COMPRAS | ALMACEN Y COMPRAS | REFRIGERADOR | MELING | YC 130L | 241203999 | 19933 | BPL MEDICAL | OS DE MNTO | INVIMA 2022DM-002584 | IIA |  |  |  | 1005 | ALMACEN Y COMPRAS | ALMACEN Y COMPRAS | REFRIGERADOR | MELING | YC 130L | 241203999 | 19933 | BPL MEDICAL | OS DE MNTO | INVIMA 2022DM-002584 | IIA |  |  |  | 1005 | ALMACEN Y COMPRAS | ALMACEN Y COMPRAS | REFRIGERADOR | MELING | YC 130L | 241203999 | 19933 | BPL MEDICAL | OS DE MNTO | INVIMA 2022DM-002584 | IIA |  |  |  | 1005 | ALMACEN Y COMPRAS | ALMACEN Y COMPRAS | REFRIGERADOR | MELING | YC 130L | 241203999 | 19933 | BPL MEDICAL | OS DE MNTO | INVIMA 2022DM-002584 | IIA |  |  |  | 1005 | ALMACEN Y COMPRAS | ALMACEN Y COMPRAS | REFRIGERADOR | MELING | YC 130L | 241203999 | 19933 | BPL MEDICAL | OS DE MNTO | INVIMA 2022DM-002584 | IIA |  |  |  | 1005 | ALMACEN Y COMPRAS | ALMACEN Y COMPRAS | REFRIGERADOR | MELING | YC 130L | 241203999 | 19933 | BPL MEDICAL | OS DE MNTO | INVIMA 2022DM-002584 | IIA |  |  |  | 1005 | ALMACEN Y COMPRAS | ALMACEN Y COMPRAS | REFRIGERADOR | MELING | YC 130L | 241203999 | 19933 | BPL MEDICAL | OS DE MNTO | INVIMA 2022DM-002584 | IIA |  |  |  | 1005 | ALMACEN Y COMPRAS | ALMACEN Y COMPRAS | REFRIGERADOR | MELING | YC 130L | 241203999 | 19933 | BPL MEDICAL | OS DE MNTO | INVIMA 2022DM-002584 | IIA |  |  |  | 1005 | ALMACEN Y COMPRAS | ALMACEN Y COMPRAS | REFRIGERADOR | MELING | YC 130L | 241203999 | 19933 | BPL MEDICAL | OS DE MNTO | INVIMA 2022DM-002584 | IIA |  |  |  | 1005 | ALMACEN Y COMPRAS | ALMACEN Y COMPRAS | REFRIGERADOR | MELING | YC 130L | 241203999 | 19933 | BPL MEDICAL | OS DE MNTO | INVIMA 2022DM-002584 | IIA |  |  |  | 1005 | ALMACEN Y COMPRAS | ALMACEN Y COMPRAS | REFRIGERADOR | MELING | YC 130L | 241203999 | 19933 | BPL MEDICAL | OS DE MNTO | INVIMA 2022DM-002584 | IIA |  |  |  | 1005 | ALMACEN Y COMPRAS | ALMACEN Y COMPRAS | REFRIGERADOR | MELING | YC 130L | 241203999 | 19933 | BPL MEDICAL | OS DE MNTO | INVIMA 2022DM-002584 | IIA |  |  |  | 1005 | ALMACEN Y COMPRAS | ALMACEN Y COMPRAS | REFRIGERADOR | MELING | YC 130L | 241203999 | 19933 | BPL MEDICAL | OS DE MNTO | INVIMA 2022DM-002584 | IIA |  |  |  | 1005 | ALMACEN Y COMPRAS | ALMACEN Y COMPRAS | REFRIGERADOR | MELING | YC 130L | 241203999 | 19933 | BPL MEDICAL | OS DE MNTO | INVIMA 2022DM-002584 | IIA |  |  |  | 1005 | ALMACEN Y COMPRAS | ALMACEN Y COMPRAS | REFRIGERADOR | MELING | YC 130L | 241203999 | 19933 | BPL MEDICAL | OS DE MNTO | INVIMA 2022DM-002584 | IIA |  |  |  | 1005 | ALMACEN Y COMPRAS | ALMACEN Y COMPRAS | REFRIGERADOR | MELING | YC 130L | 241203999 | 19933 | BPL MEDICAL | OS DE MNTO | INVIMA 2022DM-002584 | IIA |  |  |  | 1005 | ALMACEN Y COMPRAS | ALMACEN Y COMPRAS | REFRIGERADOR | MELING | YC 130L | 241203999 | 19933 | BPL MEDICAL | OS DE MNTO | INVIMA 2022DM-002584 | IIA |  |  |  | 1005 | ALMACEN Y COMPRAS | ALMACEN Y COMPRAS | REFRIGERADOR | MELING | YC 130L | 241203999 | 19933 | BPL MEDICAL | OS DE MNTO | INVIMA 2022DM-002584 | IIA |  |  |  | 1005 | ALMACEN Y COMPRAS | ALMACEN Y COMPRAS | REFRIGERADOR | MELING | YC 130L | 241203999 | 19933 | BPL MEDICAL | OS DE MNTO | INVIMA 2022DM-002584 | IIA |  |  |  | 1005 | ALMACEN Y COMPRAS | ALMACEN Y COMPRAS | REFRIGERADOR | MELING | YC 130L | 241203999 | 19933 | BPL MEDICAL | OS DE MNTO | INVIMA 2022DM-002584 | IIA |  |  |  | 1005 | ALMACEN Y COMPRAS | ALMACEN Y COMPRAS | REFRIGERADOR | MELING | YC 130L | 241203999 | 19933 | BPL MEDICAL | OS DE MNTO | INVIMA 2022DM-002584 | IIA |  |  |  | 1005 | ALMACEN Y COMPRAS | ALMACEN Y COMPRAS | REFRIGERADOR | MELING | YC 130L | 241203999 | 19933 | BPL MEDICAL | OS DE MNTO | INVIMA 2022DM-002584 | IIA |  |  |  | 1005 | ALMACEN Y COMPRAS | ALMACEN Y COMPRAS | REFRIGERADOR | MELING | YC 130L | 241203999 | 19933 | BPL MEDICAL | OS DE MNTO | INVIMA 2022DM-002584 | IIA |  |  |  | 1005 | ALMACEN Y COMPRAS | ALMACEN Y COMPRAS | REFRIGERADOR | MELING | YC 130L | 241203999 | 19933 | BPL MEDICAL | OS DE MNTO | INVIMA 2022DM-002584 | IIA |  |  |  | 1005 | ALMACEN Y COMPRAS | ALMACEN Y COMPRAS | REFRIGERADOR | MELING | YC 130L | 241203999 | 19933 | BPL MEDICAL | OS DE MNTO | INVIMA 2022DM-002584 | IIA |  |  |  | 1005 | ALMACEN Y COMPRAS | ALMACEN Y COMPRAS | REFRIGERADOR | MELING | YC 130L | 241203999 | 19933 | BPL MEDICAL | OS DE MNTO | INVIMA 2022DM-002584 | IIA |  |  |  | 1005 | ALMACEN Y COMPRAS | ALMACEN Y COMPRAS | REFRIGERADOR | MELING | YC 130L | 241203999 | 19933 | BPL MEDICAL | OS DE MNTO | INVIMA 2022DM-002584 | IIA |  |  |  | 1005 | ALMACEN Y COMPRAS | ALMACEN Y COMPRAS | REFRIGERADOR | MELING | YC 130L | 241203999 | 19933 | BPL MEDICAL | OS DE MNTO | INVIMA 2022DM-002584 | IIA |  |  |  | 1005 | ALMACEN Y COMPRAS | ALMACEN Y COMPRAS | REFRIGERADOR | MELING | YC 130L | 241203999 | 19933 | BPL MEDICAL | OS DE MNTO | INVIMA 2022DM-002584 | IIA |  |  |  | 1005 | ALMACEN Y COMPRAS | ALMACEN Y COMPRAS | REFRIGERADOR | MELING | YC 130L | 241203999 | 19933 | BPL MEDICAL | OS DE MNTO | INVIMA 2022DM-002584 | IIA |  |  |  | 1005 | ALMACEN Y COMPRAS | ALMACEN Y COMPRAS | REFRIGERADOR | MELING | YC 130L | 241203999 | 19933 | BPL MEDICAL | OS DE MNTO | INVIMA 2022DM-002584 | IIA |  |  |  | 1005 | ALMACEN Y COMPRAS | ALMACEN Y COMPRAS | REFRIGERADOR | MELING | YC 130L | 241203999 | 19933 | BPL MEDICAL | OS DE MNTO | INVIMA 2022DM-002584 | IIA |  |  |  | 1005 | ALMACEN Y COMPRAS | ALMACEN Y COMPRAS | REFRIGERADOR | MELING | YC 130L | 241203999 | 19933 | BPL MEDICAL | OS DE MNTO | INVIMA 2022DM-002584 | IIA |  |  |  | 1005 | ALMACEN Y COMPRAS | ALMACEN Y COMPRAS | REFRIGERADOR | MELING | YC 130L | 241203999 | 19933 | BPL MEDICAL | OS DE MNTO | INVIMA 2022DM-002584 | IIA |  |  |  | 1005 | ALMACEN Y COMPRAS | ALMACEN Y COMPRAS | REFRIGERADOR | MELING | YC 130L | 241203999 | 19933 | BPL MEDICAL | OS DE MNTO | INVIMA 2022DM-002584 | IIA |  |  |  | 1005 | ALMACEN Y COMPRAS | ALMACEN Y COMPRAS | REFRIGERADOR | MELING | YC 130L | 241203999 | 19933 | BPL MEDICAL | OS DE MNTO | INVIMA 2022DM-002584 | IIA |  |  |  | 1005 | ALMACEN Y COMPRAS | ALMACEN Y COMPRAS | REFRIGERADOR | MELING | YC 130L | 241203999 | 19933 | BPL MEDICAL | OS DE MNTO | INVIMA 2022DM-002584 | IIA |  |  |  | 1005 | ALMACEN Y COMPRAS | ALMACEN Y COMPRAS | REFRIGERADOR | MELING | YC 130L | 241203999 | 19933 | BPL MEDICAL | OS DE MNTO | INVIMA 2022DM-002584 | IIA |  |  |  | 1005 | ALMACEN Y COMPRAS | ALMACEN Y COMPRAS | REFRIGERADOR | MELING | YC 130L | 241203999 | 19933 | BPL MEDICAL | OS DE MNTO | INVIMA 2022DM-002584 | IIA |  |  |  | 1005 | ALMACEN Y COMPRAS | ALMACEN Y COMPRAS | REFRIGERADOR | MELING | YC 130L | 241203999 | 19933 | BPL MEDICAL | OS DE MNTO | INVIMA 2022DM-002584 | IIA |  |  |  | 1005 | ALMACEN Y COMPRAS | ALMACEN Y COMPRAS | REFRIGERADOR | MELING | YC 130L | 241203999 | 19933 | BPL MEDICAL | OS DE MNTO | INVIMA 2022DM-002584 | IIA |  |  |  | 1005 | ALMACEN Y COMPRAS | ALMACEN Y COMPRAS | REFRIGERADOR | MELING | YC 130L | 241203999 | 19933 | BPL MEDICAL | OS DE MNTO | INVIMA 2022DM-002584 | IIA |  |  |  | 1005 | ALMACEN Y COMPRAS | ALMACEN Y COMPRAS | REFRIGERADOR | MELING | YC 130L | 241203999 | 19933 | BPL MEDICAL | OS DE MNTO | INVIMA 2022DM-002584 | IIA |  |  |  | 1005 | ALMACEN Y COMPRAS | ALMACEN Y COMPRAS | REFRIGERADOR | MELING | YC 130L | 241203999 | 19933 | BPL MEDICAL | OS DE MNTO | INVIMA 2022DM-002584 | IIA |  |  |  | 1005 | ALMACEN Y COMPRAS | ALMACEN Y COMPRAS | REFRIGERADOR | MELING | YC 130L | 241203999 | 19933 | BPL MEDICAL | OS DE MNTO | INVIMA 2022DM-002584 | IIA |  |  |  | 1005 | ALMACEN Y COMPRAS | ALMACEN Y COMPRAS | REFRIGERADOR | MELING | YC 130L | 241203999 | 19933 | BPL MEDICAL | OS DE MNTO | INVIMA 2022DM-002584 | IIA |  |  |  | 1005 | ALMACEN Y COMPRAS | ALMACEN Y COMPRAS | REFRIGERADOR | MELING | YC 130L | 241203999 | 19933 | BPL MEDICAL | OS DE MNTO | INVIMA 2022DM-002584 | IIA |  |  |  | 1005 | ALMACEN Y COMPRAS | ALMACEN Y COMPRAS | REFRIGERADOR | MELING | YC 130L | 241203999 | 19933 | BPL MEDICAL | OS DE MNTO | INVIMA 2022DM-002584 | IIA |  |  |  | 1005 | ALMACEN Y COMPRAS | ALMACEN Y COMPRAS | REFRIGERADOR | MELING | YC 130L | 241203999 | 19933 | BPL MEDICAL | OS DE MNTO | INVIMA 2022DM-002584 | IIA |  |  |  | 1005 | ALMACEN Y COMPRAS | ALMACEN Y COMPRAS | REFRIGERADOR | MELING | YC 130L | 241203999 | 19933 | BPL MEDICAL | OS DE MNTO | INVIMA 2022DM-002584 | IIA |  |  |  | 1005 | ALMACEN Y COMPRAS | ALMACEN Y COMPRAS | REFRIGERADOR | MELING | YC 130L | 241203999 | 19933 | BPL MEDICAL | OS DE MNTO | INVIMA 2022DM-002584 | IIA |  |  |  | 1005 | ALMACEN Y COMPRAS | ALMACEN Y COMPRAS | REFRIGERADOR | MELING | YC 130L | 241203999 | 19933 | BPL MEDICAL | OS DE MNTO | INVIMA 2022DM-002584 | IIA |  |  |  | 1005 | ALMACEN Y COMPRAS | ALMACEN Y COMPRAS | REFRIGERADOR | MELING | YC 130L | 241203999 | 19933 | BPL MEDICAL | OS DE MNTO | INVIMA 2022DM-002584 | IIA |  |  |  | 1005 | ALMACEN Y COMPRAS | ALMACEN Y COMPRAS | REFRIGERADOR | MELING | YC 130L | 241203999 | 19933 | BPL MEDICAL | OS DE MNTO | INVIMA 2022DM-002584 | IIA |  |  |  | 1005 | ALMACEN Y COMPRAS | ALMACEN Y COMPRAS | REFRIGERADOR | MELING | YC 130L | 241203999 | 19933 | BPL MEDICAL | OS DE MNTO | INVIMA 2022DM-002584 | IIA |  |  |  | 1005 | ALMACEN Y COMPRAS | ALMACEN Y COMPRAS | REFRIGERADOR | MELING | YC 130L | 241203999 | 19933 | BPL MEDICAL | OS DE MNTO | INVIMA 2022DM-002584 | IIA |  |  |  | 1005 | ALMACEN Y COMPRAS | ALMACEN Y COMPRAS | REFRIGERADOR | MELING | YC 130L | 241203999 | 19933 | BPL MEDICAL | OS DE MNTO | INVIMA 2022DM-002584 | IIA |  |  |  | 1005 | ALMACEN Y COMPRAS | ALMACEN Y COMPRAS | REFRIGERADOR | MELING | YC 130L | 241203999 | 19933 | BPL MEDICAL | OS DE MNTO | INVIMA 2022DM-002584 | IIA |  |  |  | 1005 | ALMACEN Y COMPRAS | ALMACEN Y COMPRAS | REFRIGERADOR | MELING | YC 130L | 241203999 | 19933 | BPL MEDICAL | OS DE MNTO | INVIMA 2022DM-002584 | IIA |  |  |  | 1005 | ALMACEN Y COMPRAS | ALMACEN Y COMPRAS | REFRIGERADOR | MELING | YC 130L | 241203999 | 19933 | BPL MEDICAL | OS DE MNTO | INVIMA 2022DM-002584 | IIA |  |  |  | 1005 | ALMACEN Y COMPRAS | ALMACEN Y COMPRAS | REFRIGERADOR | MELING | YC 130L | 241203999 | 19933 | BPL MEDICAL | OS DE MNTO | INVIMA 2022DM-002584 | IIA |  |  |  | 1005 | ALMACEN Y COMPRAS | ALMACEN Y COMPRAS | REFRIGERADOR | MELING | YC 130L | 241203999 | 19933 | BPL MEDICAL | OS DE MNTO | INVIMA 2022DM-002584 | IIA |  |  |  | 1005 | ALMACEN Y COMPRAS | ALMACEN Y COMPRAS | REFRIGERADOR | MELING | YC 130L | 241203999 | 19933 | BPL MEDICAL | OS DE MNTO | INVIMA 2022DM-002584 | IIA |  |  |  | 1005 | ALMACEN Y COMPRAS | ALMACEN Y COMPRAS | REFRIGERADOR | MELING | YC 130L | 241203999 | 19933 | BPL MEDICAL | OS DE MNTO | INVIMA 2022DM-002584 | IIA |  |  |  | 1005 | ALMACEN Y COMPRAS | ALMACEN Y COMPRAS | REFRIGERADOR | MELING | YC 130L | 241203999 | 19933 | BPL MEDICAL | OS DE MNTO | INVIMA 2022DM-002584 | IIA |  |  |  | 1005 | ALMACEN Y COMPRAS | ALMACEN Y COMPRAS | REFRIGERADOR | MELING | YC 130L | 241203999 | 19933 | BPL MEDICAL | OS DE MNTO | INVIMA 2022DM-002584 | IIA |  |  |  | 1005 | ALMACEN Y COMPRAS | ALMACEN Y COMPRAS | REFRIGERADOR | MELING | YC 130L | 241203999 | 19933 | BPL MEDICAL | OS DE MNTO | INVIMA 2022DM-002584 | IIA |  |  |  | 1005 | ALMACEN Y COMPRAS | ALMACEN Y COMPRAS | REFRIGERADOR | MELING | YC 130L | 241203999 | 19933 | BPL MEDICAL | OS DE MNTO | INVIMA 2022DM-002584 | IIA |  |  |  | 1005 | ALMACEN Y COMPRAS | ALMACEN Y COMPRAS | REFRIGERADOR | MELING | YC 130L | 241203999 | 19933 | BPL MEDICAL | OS DE MNTO | INVIMA 2022DM-002584 | IIA |  |  |  | 1005 | ALMACEN Y COMPRAS | ALMACEN Y COMPRAS | REFRIGERADOR | MELING | YC 130L | 241203999 | 19933 | BPL MEDICAL | OS DE MNTO | INVIMA 2022DM-002584 | IIA |  |  |  | 1005 | ALMACEN Y COMPRAS | ALMACEN Y COMPRAS | REFRIGERADOR | MELING | YC 130L | 241203999 | 19933 | BPL MEDICAL | OS DE MNTO | INVIMA 2022DM-002584 | IIA |  |  |  | 1005 | ALMACEN Y COMPRAS | ALMACEN Y COMPRAS | REFRIGERADOR | MELING | YC 130L | 241203999 | 19933 | BPL MEDICAL | OS DE MNTO | INVIMA 2022DM-002584 | IIA |  |  |  | 1005 | ALMACEN Y COMPRAS | ALMACEN Y COMPRAS | REFRIGERADOR | MELING | YC 130L | 241203999 | 19933 | BPL MEDICAL | OS DE MNTO | INVIMA 2022DM-002584 | IIA |  |  |  | 1005 | ALMACEN Y COMPRAS | ALMACEN Y COMPRAS | REFRIGERADOR | MELING | YC 130L | 241203999 | 19933 | BPL MEDICAL | OS DE MNTO | INVIMA 2022DM-002584 | IIA |  |  |  | 1005 | ALMACEN Y COMPRAS | ALMACEN Y COMPRAS | REFRIGERADOR | MELING | YC 130L | 241203999 | 19933 | BPL MEDICAL | OS DE MNTO | INVIMA 2022DM-002584 | IIA |  |  |  | 1005 | ALMACEN Y COMPRAS | ALMACEN Y COMPRAS | REFRIGERADOR | MELING | YC 130L | 241203999 | 19933 | BPL MEDICAL | OS DE MNTO | INVIMA 2022DM-002584 | IIA |  |  |  | 1005 | ALMACEN Y COMPRAS | ALMACEN Y COMPRAS | REFRIGERADOR | MELING | YC 130L | 241203999 | 19933 | BPL MEDICAL | OS DE MNTO | INVIMA 2022DM-002584 | IIA
297 | ALMACEN Y COMPRAS | ALMACEN Y COMPRAS | TERMOHIGROMETRO | KEX GERMANY | SH-109 | SIN SERIE | 20010 | CELSIUS | CALIBRACIÓN | 2025-1698 |  | CC 479700 | [9 empty] | X
298 | CENTRAL DE ESTERILIZACION | CENTRAL DE ESTERILIZACION | LAVADORA TERMODESINFECTORA | STERIS | AMSCO2532 | 3630323007 | 20107 | FEMTO | CALIFICACION | 2015DM-0012776 | IIA | [6 empty] | X
299 | CENTRAL DE ESTERILIZACION | CENTRAL DE ESTERILIZACION | LAVADORA ULTRASONIDO | STERIS | INNOWAVE PCF | 11247480703 | 20106 | FEMTO | CALIFICACION | 2015DM-0012776 | IIA | [6 empty] | X
300 | HOSPITALIZACIÓN | HOSPITALIZACION | TERMOMETRO | BRANNAN | NR | NR | 20104 | CELSIUS | CALIBRACIÓN | N/R | 2025-12-01 | CA 487201 | [12 empty] | X
301 | BANCO DE SANGRE | BANCO DE SANGRE | TERMOMETRO INFRARROJO | AICARE | A66 | NR | 1666 | CELSIUS | CALIBRACIÓN | N/R | 2025-11-18 | CA 291450 | [11 empty] | X
302 | BANCO DE SANGRE | BANCO DE SANGRE | TERMOMETRO INFRARROJO | AICARE | A66 | NR | 1667 | CELSIUS | CALIBRACIÓN | N/R | 2025-11-18 | CA 291449 | [11 empty] | X
303 | UCI | MAQUINA DE GASES (NEONATOS) | TERMOHIGROMETRO | KEX GERMANY | SH-109 | NR | 19639 | CELSIUS | CALIBRACIÓN | SI | 2026-03-30 | CC 501202 |  |  |  | 30
304 | CONSULTA EXTERNA | CENTRO MEDICO 214 | TENSIOMETRO PARED | HILLROM | 297 | 230428164800 | 19753 | CELSIUS | CALIBRACIÓN | SI | 2026-03-03 | CC 497128 |  |  |  | 3
305 | HOSPITALIZACIÓN | CARRO DE PARO-2A | TERMOHIGROMETRO | KEX GERMANY | SH-109 | NR | 20344 | CELSIUS | CALIBRACIÓN | SI | 2026-03-31 | CC 502109 |  |  |  | 31
306 | HOSPITALIZACIÓN | CARRO DE PARO- 3A | TERMOHIGROMETRO | KEX GERMANY | SH-109 | NR | 20343 | CELSIUS | CALIBRACIÓN | SI | 2026-03-31 | CC 502112 |  |  |  | 31
307 | NUTRICIÓN | LACTARIO | NEVERA | SUPERNODICO | NO TIENE | NO REGISTRA | 12925 | CELSIUS | CALIFICACION | NR | 2026-03-22 | F16017 |  |  |  | 22
308 | UCI | CARRO DE PARO NEONATOS | TERMOHIGROMETRO | KEX GERMANY | SH-109 | NR | 20383 | CELSIUS | CALIBRACIÓN | SI | 2026-03-30 | CC 501201 |  |  |  | 30
309 | UCI | BODEGA TERAPIA RESPIRATORIA | TERMOHIGROMETRO | KEX GERMANY | SH-109 | NR | 19640 | CELSIUS | CALIBRACIÓN | SI | 2026-03-30 | CC 501203 |  |  |  | 30
310 | UCI | CARRO DE PARO UCI A | TERMOHIGROMETRO | KEX GERMANY | SH-109 | 12493 | 20379 | CELSIUS | CALIBRACIÓN | SI | 2026-03-30 | CC 501206 |  |  |  | 30
311 | UCI | CARRO DE PARO UCI B | TERMOHIGROMETRO | KEX GERMANY | SH-109 | NR | 20378 | CELSIUS | CALIBRACIÓN | SI | 2026-03-23 | CC 501207 |  |  |  | 30
312 | UCI | CARRO DE PARO PEDIATRIA | TERMOHIGROMETRO | KEX GERMANY | SH-109 | 12490 | 20381 | CELSIUS | CALIBRACIÓN | SI | 2026-03-30 | CC 501209 |  |  |  | 30
313 | UCI | NEVERA DE PEDIATRIA | TERMOHIGROMETRO | KEX GERMANY | SH-109 | NR | 20384 | CELSIUS | CALIBRACIÓN | SI | 2026-03-30 | CC 501205 |  |  |  | 30
314 | UCI | RESERVA TERAPIA | TERMOHIGROMETRO | KEX GERMANY | SH-109 | 12488 | 20382 | CELSIUS | CALIBRACIÓN | SI | 2026-03-30 | CC 501208 |  |  |  | 30
315 | UCI | DEPOSITO DE OXIGENO | TERMOHIGROMETRO | KEX GERMANY | SH-109 | NR | 20380 | CELSIUS | CALIBRACIÓN | SI | 2026-03-30 | CC 501204 |  |  |  | 30
316 | SALAS DE CX | SALAS DE CX | CONGELADOR HUESOS | ECOFRIAL | BD-120 | 105058304 | 9990 | CELSIUS | CALIFICACION | NR | 2026-06-18 | F15770 | [6 empty] | 18
317 | BANCO DE SANGRE | BANCO DE SANGRE | REFRIGERADOR | JEWETTE | T100-1 | 35093 | 5652 | CELSIUS | CALIFICACION | NR | 2026-05-05 | F15625 | [5 empty] | 5
318 | BANCO DE SANGRE | BANCO DE SANGRE | REFRIGERADOR | REVCO | RBE2304A12 | N25E197373OE | 8974 | CELSIUS | CALIFICACION | NR | 2026-05-05 | F15622 | [5 empty] | 5
319 | BANCO DE SANGRE | BANCO DE SANGRE | NEVERA | SUPERNORDICO | N.T. | 140424 | 12646 | CELSIUS | CALIFICACION | N | 2026-05-05 | F15626 | [5 empty] | 5
320 | CONSULTA EXTERNA | CONSULTORIO 19 | TENSIOMETRO DE PARED | AMICO | AM-DB-LF2118 | 364162 | 14422 | CELSIUS | CALIBRACIÓN | SI | 2026-03-02 | CC496339 |  |  |  | 2
321 | HOSPITALIZACIÓN | HOSPITALIZACIÓN 2D | PESA BEBE DIGITAL | SECA | 834 | 10000001755479 | 20235 | CELSIUS | CALIBRACIÓN |  |  |  |  | 2027
322 | UNIDAD DE CUIDADOS INTERMEDIOS | UNIDAD DE CUIDADOS INTERMEDIOS | NEVERA | HAIER | BE0697E1T | T00QER2M0009 | 20483 | CELSIUS | CALIFICACION | [8 empty] | 2027
[14 empty] | 0 | 9 | 37 | 11 | 29 | 31 | 14 | 18 | 15 | 19 | 30 | 18
Note on M10: [Threaded comment] Your version of Excel allows you to read this threaded comment; however, any edits to it will get removed if the file is opened in a newer version of Excel. Learn more: https://go.microsoft.com/fwlink/?linkid=870924 Comment: Clave: 8300746427
Note on P16: [Threaded comment] Your version of Excel allows you to read this threaded comment; however, any edits to it will get removed if the file is opened in a newer version of Excel. Learn more: https://go.microsoft.com/fwlink/?linkid=870924 Comment: REPROGRAMADO POR FIRMA DE CONTRATO (EJECUTADO EN MARZO)
Note on P17: [Threaded comment] Your version of Excel allows you to read this threaded comment; however, any edits to it will get removed if the file is opened in a newer version of Excel. Learn more: https://go.microsoft.com/fwlink/?linkid=870924 Comment: REPROGRAMADO POR FIRMA DE CONTRATO (EJECUTADO EN MARZO)
Note on P20: [Threaded comment] Your version of Excel allows you to read this threaded comment; however, any edits to it will get removed if the file is opened in a newer version of Excel. Learn more: https://go.microsoft.com/fwlink/?linkid=870924 Comment: REPROGRAMADO POR FIRMA DE CONTRATO (EJECUTADO EN MARZO)
Note on P21: [Threaded comment] Your version of Excel allows you to read this threaded comment; however, any edits to it will get removed if the file is opened in a newer version of Excel. Learn more: https://go.microsoft.com/fwlink/?linkid=870924 Comment: REPROGRAMADO POR FIRMA DE CONTRATO (EJECUTADO EN MARZO)
Note on P22: [Threaded comment] Your version of Excel allows you to read this threaded comment; however, any edits to it will get removed if the file is opened in a newer version of Excel. Learn more: https://go.microsoft.com/fwlink/?linkid=870924 Comment: REPROGRAMADO POR FIRMA DE CONTRATO (EJECUTADO EN MARZO)
Note on P23: [Threaded comment] Your version of Excel allows you to read this threaded comment; however, any edits to it will get removed if the file is opened in a newer version of Excel. Learn more: https://go.microsoft.com/fwlink/?linkid=870924 Comment: REPROGRAMADO POR FIRMA DE CONTRATO (EJECUTADO EN MARZO)
Note on P24: [Threaded comment] Your version of Excel allows you to read this threaded comment; however, any edits to it will get removed if the file is opened in a newer version of Excel. Learn more: https://go.microsoft.com/fwlink/?linkid=870924 Comment: REPROGRAMADO POR FIRMA DE CONTRATO (EJECUTADO EN MARZO)
Note on P25: [Threaded comment] Your version of Excel allows you to read this threaded comment; however, any edits to it will get removed if the file is opened in a newer version of Excel. Learn more: https://go.microsoft.com/fwlink/?linkid=870924 Comment: REPROGRAMADO POR FIRMA DE CONTRATO (EJECUTADO EN MARZO)
Note on P26: [Threaded comment] Your version of Excel allows you to read this threaded comment; however, any edits to it will get removed if the file is opened in a newer version of Excel. Learn more: https://go.microsoft.com/fwlink/?linkid=870924 Comment: REPROGRAMADO POR FIRMA DE CONTRATO (EJECUTADO EN MARZO)
Note on P27: [Threaded comment] Your version of Excel allows you to read this threaded comment; however, any edits to it will get removed if the file is opened in a newer version of Excel. Learn more: https://go.microsoft.com/fwlink/?linkid=870924 Comment: REPROGRAMADO POR FIRMA DE CONTRATO (EJECUTADO EN MARZO)
Note on P28: [Threaded comment] Your version of Excel allows you to read this threaded comment; however, any edits to it will get removed if the file is opened in a newer version of Excel. Learn more: https://go.microsoft.com/fwlink/?linkid=870924 Comment: REPROGRAMADO POR FIRMA DE CONTRATO (EJECUTADO EN MARZO)
Note on P29: [Threaded comment] Your version of Excel allows you to read this threaded comment; however, any edits to it will get removed if the file is opened in a newer version of Excel. Learn more: https://go.microsoft.com/fwlink/?linkid=870924 Comment: REPROGRAMADO POR FIRMA DE CONTRATO (EJECUTADO EN MARZO)
Note on P32: [Threaded comment] Your version of Excel allows you to read this threaded comment; however, any edits to it will get removed if the file is opened in a newer version of Excel. Learn more: https://go.microsoft.com/fwlink/?linkid=870924 Comment: REPROGRAMADO POR FIRMA DE CONTRATO (EJECUTADO EN MARZO)
Note on P33: [Threaded comment] Your version of Excel allows you to read this threaded comment; however, any edits to it will get removed if the file is opened in a newer version of Excel. Learn more: https://go.microsoft.com/fwlink/?linkid=870924 Comment: REPROGRAMADO POR FIRMA DE CONTRATO (EJECUTADO EN MARZO)
Note on P34: [Threaded comment] Your version of Excel allows you to read this threaded comment; however, any edits to it will get removed if the file is opened in a newer version of Excel. Learn more: https://go.microsoft.com/fwlink/?linkid=870924 Comment: REPROGRAMADO POR FIRMA DE CONTRATO (EJECUTADO EN MARZO)
Note on P35: [Threaded comment] Your version of Excel allows you to read this threaded comment; however, any edits to it will get removed if the file is opened in a newer version of Excel. Learn more: https://go.microsoft.com/fwlink/?linkid=870924 Comment: REPROGRAMADO POR FIRMA DE CONTRATO (EJECUTADO EN MARZO)
Note on P36: [Threaded comment] Your version of Excel allows you to read this threaded comment; however, any edits to it will get removed if the file is opened in a newer version of Excel. Learn more: https://go.microsoft.com/fwlink/?linkid=870924 Comment: REPROGRAMADO POR FIRMA DE CONTRATO (EJECUTADO EN MARZO)
Note on P38: [Threaded comment] Your version of Excel allows you to read this threaded comment; however, any edits to it will get removed if the file is opened in a newer version of Excel. Learn more: https://go.microsoft.com/fwlink/?linkid=870924 Comment: REPROGRAMADO POR FIRMA DE CONTRATO (EJECUTADO EN MARZO)
Note on P45: [Threaded comment] Your version of Excel allows you to read this threaded comment; however, any edits to it will get removed if the file is opened in a newer version of Excel. Learn more: https://go.microsoft.com/fwlink/?linkid=870924 Comment: REPROGRAMADO POR FIRMA DE CONTRATO (EJECUTADO EN MARZO)
Note on P46: [Threaded comment] Your version of Excel allows you to read this threaded comment; however, any edits to it will get removed if the file is opened in a newer version of Excel. Learn more: https://go.microsoft.com/fwlink/?linkid=870924 Comment: REPROGRAMADO POR FIRMA DE CONTRATO (EJECUTADO EN MARZO)
Note on P47: [Threaded comment] Your version of Excel allows you to read this threaded comment; however, any edits to it will get removed if the file is opened in a newer version of Excel. Learn more: https://go.microsoft.com/fwlink/?linkid=870924 Comment: REPROGRAMADO POR FIRMA DE CONTRATO (EJECUTADO EN MARZO)
Note on P48: [Threaded comment] Your version of Excel allows you to read this threaded comment; however, any edits to it will get removed if the file is opened in a newer version of Excel. Learn more: https://go.microsoft.com/fwlink/?linkid=870924 Comment: REPROGRAMADO POR FIRMA DE CONTRATO (EJECUTADO EN MARZO)
Note on P49: [Threaded comment] Your version of Excel allows you to read this threaded comment; however, any edits to it will get removed if the file is opened in a newer version of Excel. Learn more: https://go.microsoft.com/fwlink/?linkid=870924 Comment: REPROGRAMADO POR FIRMA DE CONTRATO (EJECUTADO EN MARZO)
Note on P50: [Threaded comment] Your version of Excel allows you to read this threaded comment; however, any edits to it will get removed if the file is opened in a newer version of Excel. Learn more: https://go.microsoft.com/fwlink/?linkid=870924 Comment: REPROGRAMADO POR FIRMA DE CONTRATO (EJECUTADO EN MARZO)
Note on P51: [Threaded comment] Your version of Excel allows you to read this threaded comment; however, any edits to it will get removed if the file is opened in a newer version of Excel. Learn more: https://go.microsoft.com/fwlink/?linkid=870924 Comment: REPROGRAMADO POR FIRMA DE CONTRATO (EJECUTADO EN MARZO)
Note on P52: [Threaded comment] Your version of Excel allows you to read this threaded comment; however, any edits to it will get removed if the file is opened in a newer version of Excel. Learn more: https://go.microsoft.com/fwlink/?linkid=870924 Comment: REPROGRAMADO POR FIRMA DE CONTRATO (EJECUTADO EN MARZO)
Note on P53: [Threaded comment] Your version of Excel allows you to read this threaded comment; however, any edits to it will get removed if the file is opened in a newer version of Excel. Learn more: https://go.microsoft.com/fwlink/?linkid=870924 Comment: REPROGRAMADO POR FIRMA DE CONTRATO (EJECUTADO EN MARZO)
Note on P54: [Threaded comment] Your version of Excel allows you to read this threaded comment; however, any edits to it will get removed if the file is opened in a newer version of Excel. Learn more: https://go.microsoft.com/fwlink/?linkid=870924 Comment: REPROGRAMADO POR FIRMA DE CONTRATO (EJECUTADO EN MARZO)
Note on P55: [Threaded comment] Your version of Excel allows you to read this threaded comment; however, any edits to it will get removed if the file is opened in a newer version of Excel. Learn more: https://go.microsoft.com/fwlink/?linkid=870924 Comment: REPROGRAMADO POR FIRMA DE CONTRATO (EJECUTADO EN MARZO)
Note on P56: [Threaded comment] Your version of Excel allows you to read this threaded comment; however, any edits to it will get removed if the file is opened in a newer version of Excel. Learn more: https://go.microsoft.com/fwlink/?linkid=870924 Comment: REPROGRAMADO POR FIRMA DE CONTRATO (EJECUTADO EN MARZO)
Note on P57: [Threaded comment] Your version of Excel allows you to read this threaded comment; however, any edits to it will get removed if the file is opened in a newer version of Excel. Learn more: https://go.microsoft.com/fwlink/?linkid=870924 Comment: REPROGRAMADO POR FIRMA DE CONTRATO (EJECUTADO EN MARZO)
Note on P69: [Threaded comment] Your version of Excel allows you to read this threaded comment; however, any edits to it will get removed if the file is opened in a newer version of Excel. Learn more: https://go.microsoft.com/fwlink/?linkid=870924 Comment: REPROGRAMADO POR FIRMA DE CONTRATO (EJECUTADO EN MARZO)
Note on P72: [Threaded comment] Your version of Excel allows you to read this threaded comment; however, any edits to it will get removed if the file is opened in a newer version of Excel. Learn more: https://go.microsoft.com/fwlink/?linkid=870924 Comment: SE RECOEMINDA DAR DE BAJA POR CALIBRACIÓN
Note on Q72: [Threaded comment] Your version of Excel allows you to read this threaded comment; however, any edits to it will get removed if the file is opened in a newer version of Excel. Learn more: https://go.microsoft.com/fwlink/?linkid=870924 Comment: SE RECOEMINDA DAR DE BAJA POR CALIBRACIÓN
Note on R72: [Threaded comment] Your version of Excel allows you to read this threaded comment; however, any edits to it will get removed if the file is opened in a newer version of Excel. Learn more: https://go.microsoft.com/fwlink/?linkid=870924 Comment: SE RECOEMINDA DAR DE BAJA POR CALIBRACIÓN
Note on S72: [Threaded comment] Your version of Excel allows you to read this threaded comment; however, any edits to it will get removed if the file is opened in a newer version of Excel. Learn more: https://go.microsoft.com/fwlink/?linkid=870924 Comment: SE RECOEMINDA DAR DE BAJA POR CALIBRACIÓN
Note on T72: [Threaded comment] Your version of Excel allows you to read this threaded comment; however, any edits to it will get removed if the file is opened in a newer version of Excel. Learn more: https://go.microsoft.com/fwlink/?linkid=870924 Comment: SE RECOEMINDA DAR DE BAJA POR CALIBRACIÓN
Note on U72: [Threaded comment] Your version of Excel allows you to read this threaded comment; however, any edits to it will get removed if the file is opened in a newer version of Excel. Learn more: https://go.microsoft.com/fwlink/?linkid=870924 Comment: SE RECOEMINDA DAR DE BAJA POR CALIBRACIÓN
Note on V72: [Threaded comment] Your version of Excel allows you to read this threaded comment; however, any edits to it will get removed if the file is opened in a newer version of Excel. Learn more: https://go.microsoft.com/fwlink/?linkid=870924 Comment: SE RECOEMINDA DAR DE BAJA POR CALIBRACIÓN
Note on W72: [Threaded comment] Your version of Excel allows you to read this threaded comment; however, any edits to it will get removed if the file is opened in a newer version of Excel. Learn more: https://go.microsoft.com/fwlink/?linkid=870924 Comment: SE RECOEMINDA DAR DE BAJA POR CALIBRACIÓN
Note on X72: [Threaded comment] Your version of Excel allows you to read this threaded comment; however, any edits to it will get removed if the file is opened in a newer version of Excel. Learn more: https://go.microsoft.com/fwlink/?linkid=870924 Comment: SE RECOEMINDA DAR DE BAJA POR CALIBRACIÓN
Note on Y72: [Threaded comment] Your version of Excel allows you to read this threaded comment; however, any edits to it will get removed if the file is opened in a newer version of Excel. Learn more: https://go.microsoft.com/fwlink/?linkid=870924 Comment: SE RECOEMINDA DAR DE BAJA POR CALIBRACIÓN
Note on Z72: [Threaded comment] Your version of Excel allows you to read this threaded comment; however, any edits to it will get removed if the file is opened in a newer version of Excel. Learn more: https://go.microsoft.com/fwlink/?linkid=870924 Comment: SE RECOEMINDA DAR DE BAJA POR CALIBRACIÓN
Note on P73: [Threaded comment] Your version of Excel allows you to read this threaded comment; however, any edits to it will get removed if the file is opened in a newer version of Excel. Learn more: https://go.microsoft.com/fwlink/?linkid=870924 Comment: REPROGRAMADO POR FIRMA DE CONTRATO (EJECUTADO EN MARZO)
Note on P74: [Threaded comment] Your version of Excel allows you to read this threaded comment; however, any edits to it will get removed if the file is opened in a newer version of Excel. Learn more: https://go.microsoft.com/fwlink/?linkid=870924 Comment: REPROGRAMADO POR FIRMA DE CONTRATO (EJECUTADO EN MARZO)
Note on P100: [Threaded comment] Your version of Excel allows you to read this threaded comment; however, any edits to it will get removed if the file is opened in a newer version of Excel. Learn more: https://go.microsoft.com/fwlink/?linkid=870924 Comment: REPROGRAMADO POR FIRMA DE CONTRATO (EJECUTADO EN MARZO)
Note on P101: [Threaded comment] Your version of Excel allows you to read this threaded comment; however, any edits to it will get removed if the file is opened in a newer version of Excel. Learn more: https://go.microsoft.com/fwlink/?linkid=870924 Comment: REPROGRAMADO POR FIRMA DE CONTRATO (EJECUTADO EN MARZO)
Note on P103: [Threaded comment] Your version of Excel allows you to read this threaded comment; however, any edits to it will get removed if the file is opened in a newer version of Excel. Learn more: https://go.microsoft.com/fwlink/?linkid=870924 Comment: REPROGRAMADO POR FIRMA DE CONTRATO (EJECUTADO EN MARZO)
Note on P105: [Threaded comment] Your version of Excel allows you to read this threaded comment; however, any edits to it will get removed if the file is opened in a newer version of Excel. Learn more: https://go.microsoft.com/fwlink/?linkid=870924 Comment: REPROGRAMADO POR FIRMA DE CONTRATO (EJECUTADO EN MARZO)
Note on P106: [Threaded comment] Your version of Excel allows you to read this threaded comment; however, any edits to it will get removed if the file is opened in a newer version of Excel. Learn more: https://go.microsoft.com/fwlink/?linkid=870924 Comment: REPROGRAMADO POR FIRMA DE CONTRATO (EJECUTADO EN MARZO)
Note on P108: [Threaded comment] Your version of Excel allows you to read this threaded comment; however, any edits to it will get removed if the file is opened in a newer version of Excel. Learn more: https://go.microsoft.com/fwlink/?linkid=870924 Comment: REPROGRAMADO POR FIRMA DE CONTRATO (EJECUTADO EN MARZO)
Note on P109: [Threaded comment] Your version of Excel allows you to read this threaded comment; however, any edits to it will get removed if the file is opened in a newer version of Excel. Learn more: https://go.microsoft.com/fwlink/?linkid=870924 Comment: REPROGRAMADO POR FIRMA DE CONTRATO (EJECUTADO EN MARZO)
Note on P115: [Threaded comment] Your version of Excel allows you to read this threaded comment; however, any edits to it will get removed if the file is opened in a newer version of Excel. Learn more: https://go.microsoft.com/fwlink/?linkid=870924 Comment: REPROGRAMADO POR FIRMA DE CONTRATO (EJECUTADO EN MARZO)
Note on P116: [Threaded comment] Your version of Excel allows you to read this threaded comment; however, any edits to it will get removed if the file is opened in a newer version of Excel. Learn more: https://go.microsoft.com/fwlink/?linkid=870924 Comment: REPROGRAMADO POR FIRMA DE CONTRATO (EJECUTADO EN MARZO)
Note on P117: [Threaded comment] Your version of Excel allows you to read this threaded comment; however, any edits to it will get removed if the file is opened in a newer version of Excel. Learn more: https://go.microsoft.com/fwlink/?linkid=870924 Comment: REPROGRAMADO POR FIRMA DE CONTRATO (EJECUTADO EN MARZO)
Note on H118: [Threaded comment] Your version of Excel allows you to read this threaded comment; however, any edits to it will get removed if the file is opened in a newer version of Excel. Learn more: https://go.microsoft.com/fwlink/?linkid=870924 Comment: PERDIDA
Note on L119: [Threaded comment] Your version of Excel allows you to read this threaded comment; however, any edits to it will get removed if the file is opened in a newer version of Excel. Learn more: https://go.microsoft.com/fwlink/?linkid=870924 Comment: EQUIPO INGRESO SEP 2024 CALIBRACION JULIO 2025
Note on P123: [Threaded comment] Your version of Excel allows you to read this threaded comment; however, any edits to it will get removed if the file is opened in a newer version of Excel. Learn more: https://go.microsoft.com/fwlink/?linkid=870924 Comment: REPROGRAMADO POR FIRMA DE CONTRATO (EJECUTADO EN MARZO)
Note on P124: [Threaded comment] Your version of Excel allows you to read this threaded comment; however, any edits to it will get removed if the file is opened in a newer version of Excel. Learn more: https://go.microsoft.com/fwlink/?linkid=870924 Comment: REPROGRAMADO POR FIRMA DE CONTRATO (EJECUTADO EN MARZO)
Note on L125: [Threaded comment] Your version of Excel allows you to read this threaded comment; however, any edits to it will get removed if the file is opened in a newer version of Excel. Learn more: https://go.microsoft.com/fwlink/?linkid=870924 Comment: EQUIPO INGRESO SEP 2024 CALIBRACION JULIO 2025
Note on P126: [Threaded comment] Your version of Excel allows you to read this threaded comment; however, any edits to it will get removed if the file is opened in a newer version of Excel. Learn more: https://go.microsoft.com/fwlink/?linkid=870924 Comment: REPROGRAMADO POR FIRMA DE CONTRATO (EJECUTADO EN MARZO)
Note on P127: [Threaded comment] Your version of Excel allows you to read this threaded comment; however, any edits to it will get removed if the file is opened in a newer version of Excel. Learn more: https://go.microsoft.com/fwlink/?linkid=870924 Comment: REPROGRAMADO POR FIRMA DE CONTRATO (EJECUTADO EN MARZO)
Note on P128: [Threaded comment] Your version of Excel allows you to read this threaded comment; however, any edits to it will get removed if the file is opened in a newer version of Excel. Learn more: https://go.microsoft.com/fwlink/?linkid=870924 Comment: REPROGRAMADO POR FIRMA DE CONTRATO (EJECUTADO EN MARZO)
Note on P129: [Threaded comment] Your version of Excel allows you to read this threaded comment; however, any edits to it will get removed if the file is opened in a newer version of Excel. Learn more: https://go.microsoft.com/fwlink/?linkid=870924 Comment: REPROGRAMADO POR FIRMA DE CONTRATO (EJECUTADO EN MARZO)
Note on P130: [Threaded comment] Your version of Excel allows you to read this threaded comment; however, any edits to it will get removed if the file is opened in a newer version of Excel. Learn more: https://go.microsoft.com/fwlink/?linkid=870924 Comment: REPROGRAMADO POR FIRMA DE CONTRATO (EJECUTADO EN MARZO)
Note on P132: [Threaded comment] Your version of Excel allows you to read this threaded comment; however, any edits to it will get removed if the file is opened in a newer version of Excel. Learn more: https://go.microsoft.com/fwlink/?linkid=870924 Comment: SE RECOEMINDA DAR DE BAJA POR CALIBRACIÓN
Note on Q132: [Threaded comment] Your version of Excel allows you to read this threaded comment; however, any edits to it will get removed if the file is opened in a newer version of Excel. Learn more: https://go.microsoft.com/fwlink/?linkid=870924 Comment: SE RECOEMINDA DAR DE BAJA POR CALIBRACIÓN
Note on R132: [Threaded comment] Your version of Excel allows you to read this threaded comment; however, any edits to it will get removed if the file is opened in a newer version of Excel. Learn more: https://go.microsoft.com/fwlink/?linkid=870924 Comment: SE RECOEMINDA DAR DE BAJA POR CALIBRACIÓN
Note on S132: [Threaded comment] Your version of Excel allows you to read this threaded comment; however, any edits to it will get removed if the file is opened in a newer version of Excel. Learn more: https://go.microsoft.com/fwlink/?linkid=870924 Comment: SE RECOEMINDA DAR DE BAJA POR CALIBRACIÓN
Note on T132: [Threaded comment] Your version of Excel allows you to read this threaded comment; however, any edits to it will get removed if the file is opened in a newer version of Excel. Learn more: https://go.microsoft.com/fwlink/?linkid=870924 Comment: SE RECOEMINDA DAR DE BAJA POR CALIBRACIÓN
Note on U132: [Threaded comment] Your version of Excel allows you to read this threaded comment; however, any edits to it will get removed if the file is opened in a newer version of Excel. Learn more: https://go.microsoft.com/fwlink/?linkid=870924 Comment: SE RECOEMINDA DAR DE BAJA POR CALIBRACIÓN
Note on V132: [Threaded comment] Your version of Excel allows you to read this threaded comment; however, any edits to it will get removed if the file is opened in a newer version of Excel. Learn more: https://go.microsoft.com/fwlink/?linkid=870924 Comment: SE RECOEMINDA DAR DE BAJA POR CALIBRACIÓN
Note on W132: [Threaded comment] Your version of Excel allows you to read this threaded comment; however, any edits to it will get removed if the file is opened in a newer version of Excel. Learn more: https://go.microsoft.com/fwlink/?linkid=870924 Comment: SE RECOEMINDA DAR DE BAJA POR CALIBRACIÓN
Note on X132: [Threaded comment] Your version of Excel allows you to read this threaded comment; however, any edits to it will get removed if the file is opened in a newer version of Excel. Learn more: https://go.microsoft.com/fwlink/?linkid=870924 Comment: SE RECOEMINDA DAR DE BAJA POR CALIBRACIÓN
Note on Y132: [Threaded comment] Your version of Excel allows you to read this threaded comment; however, any edits to it will get removed if the file is opened in a newer version of Excel. Learn more: https://go.microsoft.com/fwlink/?linkid=870924 Comment: SE RECOEMINDA DAR DE BAJA POR CALIBRACIÓN
Note on Z132: [Threaded comment] Your version of Excel allows you to read this threaded comment; however, any edits to it will get removed if the file is opened in a newer version of Excel. Learn more: https://go.microsoft.com/fwlink/?linkid=870924 Comment: SE RECOEMINDA DAR DE BAJA POR CALIBRACIÓN
Note on P133: [Threaded comment] Your version of Excel allows you to read this threaded comment; however, any edits to it will get removed if the file is opened in a newer version of Excel. Learn more: https://go.microsoft.com/fwlink/?linkid=870924 Comment: REPROGRAMADO POR FIRMA DE CONTRATO (EJECUTADO EN MARZO)
Note on P134: [Threaded comment] Your version of Excel allows you to read this threaded comment; however, any edits to it will get removed if the file is opened in a newer version of Excel. Learn more: https://go.microsoft.com/fwlink/?linkid=870924 Comment: SE RECOEMINDA DAR DE BAJA POR CALIBRACIÓN
Note on Q134: [Threaded comment] Your version of Excel allows you to read this threaded comment; however, any edits to it will get removed if the file is opened in a newer version of Excel. Learn more: https://go.microsoft.com/fwlink/?linkid=870924 Comment: SE RECOEMINDA DAR DE BAJA POR CALIBRACIÓN
Note on R134: [Threaded comment] Your version of Excel allows you to read this threaded comment; however, any edits to it will get removed if the file is opened in a newer version of Excel. Learn more: https://go.microsoft.com/fwlink/?linkid=870924 Comment: SE RECOEMINDA DAR DE BAJA POR CALIBRACIÓN
Note on S134: [Threaded comment] Your version of Excel allows you to read this threaded comment; however, any edits to it will get removed if the file is opened in a newer version of Excel. Learn more: https://go.microsoft.com/fwlink/?linkid=870924 Comment: SE RECOEMINDA DAR DE BAJA POR CALIBRACIÓN
Note on T134: [Threaded comment] Your version of Excel allows you to read this threaded comment; however, any edits to it will get removed if the file is opened in a newer version of Excel. Learn more: https://go.microsoft.com/fwlink/?linkid=870924 Comment: SE RECOEMINDA DAR DE BAJA POR CALIBRACIÓN
Note on U134: [Threaded comment] Your version of Excel allows you to read this threaded comment; however, any edits to it will get removed if the file is opened in a newer version of Excel. Learn more: https://go.microsoft.com/fwlink/?linkid=870924 Comment: SE RECOEMINDA DAR DE BAJA POR CALIBRACIÓN
Note on V134: [Threaded comment] Your version of Excel allows you to read this threaded comment; however, any edits to it will get removed if the file is opened in a newer version of Excel. Learn more: https://go.microsoft.com/fwlink/?linkid=870924 Comment: SE RECOEMINDA DAR DE BAJA POR CALIBRACIÓN
Note on W134: [Threaded comment] Your version of Excel allows you to read this threaded comment; however, any edits to it will get removed if the file is opened in a newer version of Excel. Learn more: https://go.microsoft.com/fwlink/?linkid=870924 Comment: SE RECOEMINDA DAR DE BAJA POR CALIBRACIÓN
Note on X134: [Threaded comment] Your version of Excel allows you to read this threaded comment; however, any edits to it will get removed if the file is opened in a newer version of Excel. Learn more: https://go.microsoft.com/fwlink/?linkid=870924 Comment: SE RECOEMINDA DAR DE BAJA POR CALIBRACIÓN
Note on Y134: [Threaded comment] Your version of Excel allows you to read this threaded comment; however, any edits to it will get removed if the file is opened in a newer version of Excel. Learn more: https://go.microsoft.com/fwlink/?linkid=870924 Comment: SE RECOEMINDA DAR DE BAJA POR CALIBRACIÓN
Note on Z134: [Threaded comment] Your version of Excel allows you to read this threaded comment; however, any edits to it will get removed if the file is opened in a newer version of Excel. Learn more: https://go.microsoft.com/fwlink/?linkid=870924 Comment: SE RECOEMINDA DAR DE BAJA POR CALIBRACIÓN
Note on P135: [Threaded comment] Your version of Excel allows you to read this threaded comment; however, any edits to it will get removed if the file is opened in a newer version of Excel. Learn more: https://go.microsoft.com/fwlink/?linkid=870924 Comment: REPROGRAMADO POR FIRMA DE CONTRATO (EJECUTADO EN MARZO)
Note on P136: [Threaded comment] Your version of Excel allows you to read this threaded comment; however, any edits to it will get removed if the file is opened in a newer version of Excel. Learn more: https://go.microsoft.com/fwlink/?linkid=870924 Comment: REPROGRAMADO POR FIRMA DE CONTRATO (EJECUTADO EN MARZO)
Note on P140: [Threaded comment] Your version of Excel allows you to read this threaded comment; however, any edits to it will get removed if the file is opened in a newer version of Excel. Learn more: https://go.microsoft.com/fwlink/?linkid=870924 Comment: REPROGRAMADO POR FIRMA DE CONTRATO (EJECUTADO EN MARZO)
Note on P144: [Threaded comment] Your version of Excel allows you to read this threaded comment; however, any edits to it will get removed if the file is opened in a newer version of Excel. Learn more: https://go.microsoft.com/fwlink/?linkid=870924 Comment: REPROGRAMADO POR FIRMA DE CONTRATO (EJECUTADO EN MARZO)
Note on P145: [Threaded comment] Your version of Excel allows you to read this threaded comment; however, any edits to it will get removed if the file is opened in a newer version of Excel. Learn more: https://go.microsoft.com/fwlink/?linkid=870924 Comment: REPROGRAMADO POR FIRMA DE CONTRATO (EJECUTADO EN MARZO)
Note on P146: [Threaded comment] Your version of Excel allows you to read this threaded comment; however, any edits to it will get removed if the file is opened in a newer version of Excel. Learn more: https://go.microsoft.com/fwlink/?linkid=870924 Comment: REPROGRAMADO POR FIRMA DE CONTRATO (EJECUTADO EN MARZO)
Note on P147: [Threaded comment] Your version of Excel allows you to read this threaded comment; however, any edits to it will get removed if the file is opened in a newer version of Excel. Learn more: https://go.microsoft.com/fwlink/?linkid=870924 Comment: REPROGRAMADO POR FIRMA DE CONTRATO (EJECUTADO EN MARZO)
Note on P148: [Threaded comment] Your version of Excel allows you to read this threaded comment; however, any edits to it will get removed if the file is opened in a newer version of Excel. Learn more: https://go.microsoft.com/fwlink/?linkid=870924 Comment: REPROGRAMADO POR FIRMA DE CONTRATO (EJECUTADO EN MARZO)
Note on P149: [Threaded comment] Your version of Excel allows you to read this threaded comment; however, any edits to it will get removed if the file is opened in a newer version of Excel. Learn more: https://go.microsoft.com/fwlink/?linkid=870924 Comment: REPROGRAMADO POR FIRMA DE CONTRATO (EJECUTADO EN MARZO)
Note on P150: [Threaded comment] Your version of Excel allows you to read this threaded comment; however, any edits to it will get removed if the file is opened in a newer version of Excel. Learn more: https://go.microsoft.com/fwlink/?linkid=870924 Comment: REPROGRAMADO POR FIRMA DE CONTRATO (EJECUTADO EN MARZO)
Note on P151: [Threaded comment] Your version of Excel allows you to read this threaded comment; however, any edits to it will get removed if the file is opened in a newer version of Excel. Learn more: https://go.microsoft.com/fwlink/?linkid=870924 Comment: REPROGRAMADO POR FIRMA DE CONTRATO (EJECUTADO EN MARZO)
Note on P152: [Threaded comment] Your version of Excel allows you to read this threaded comment; however, any edits to it will get removed if the file is opened in a newer version of Excel. Learn more: https://go.microsoft.com/fwlink/?linkid=870924 Comment: REPROGRAMADO POR FIRMA DE CONTRATO (EJECUTADO EN MARZO)
Note on P153: [Threaded comment] Your version of Excel allows you to read this threaded comment; however, any edits to it will get removed if the file is opened in a newer version of Excel. Learn more: https://go.microsoft.com/fwlink/?linkid=870924 Comment: REPROGRAMADO POR FIRMA DE CONTRATO (EJECUTADO EN MARZO)
Note on P154: [Threaded comment] Your version of Excel allows you to read this threaded comment; however, any edits to it will get removed if the file is opened in a newer version of Excel. Learn more: https://go.microsoft.com/fwlink/?linkid=870924 Comment: REPROGRAMADO POR FIRMA DE CONTRATO (EJECUTADO EN MARZO)
Note on P155: [Threaded comment] Your version of Excel allows you to read this threaded comment; however, any edits to it will get removed if the file is opened in a newer version of Excel. Learn more: https://go.microsoft.com/fwlink/?linkid=870924 Comment: REPROGRAMADO POR FIRMA DE CONTRATO (EJECUTADO EN MARZO)
Note on P157: [Threaded comment] Your version of Excel allows you to read this threaded comment; however, any edits to it will get removed if the file is opened in a newer version of Excel. Learn more: https://go.microsoft.com/fwlink/?linkid=870924 Comment: REPROGRAMADO POR FIRMA DE CONTRATO (EJECUTADO EN MARZO)
Note on P158: [Threaded comment] Your version of Excel allows you to read this threaded comment; however, any edits to it will get removed if the file is opened in a newer version of Excel. Learn more: https://go.microsoft.com/fwlink/?linkid=870924 Comment: REPROGRAMADO POR FIRMA DE CONTRATO (EJECUTADO EN MARZO)
Note on P159: [Threaded comment] Your version of Excel allows you to read this threaded comment; however, any edits to it will get removed if the file is opened in a newer version of Excel. Learn more: https://go.microsoft.com/fwlink/?linkid=870924 Comment: REPROGRAMADO POR FIRMA DE CONTRATO (EJECUTADO EN MARZO)
Note on H164: NIKOL MARIANA COMETA:Renovación 2027 desviación -6.5%
Note on H168: [Threaded comment] Your version of Excel allows you to read this threaded comment; however, any edits to it will get removed if the file is opened in a newer version of Excel. Learn more: https://go.microsoft.com/fwlink/?linkid=870924 Comment: presenta un error alto en la magnitud de 6,9 % de HUMEDAD RELATIVA.
Note on H170: [Threaded comment] Your version of Excel allows you to read this threaded comment; however, any edits to it will get removed if the file is opened in a newer version of Excel. Learn more: https://go.microsoft.com/fwlink/?linkid=870924 Comment: presenta un error alto en la magnitud de 10,8 % de HUMEDAD RELATIVA.
Note on Q171: [Threaded comment] Your version of Excel allows you to read this threaded comment; however, any edits to it will get removed if the file is opened in a newer version of Excel. Learn more: https://go.microsoft.com/fwlink/?linkid=870924 Comment: PASA SIN EMBARGO TENERLO EN CUENTA PARA BAJA PROX AÑO
Note on H177: [Threaded comment] Your version of Excel allows you to read this threaded comment; however, any edits to it will get removed if the file is opened in a newer version of Excel. Learn more: https://go.microsoft.com/fwlink/?linkid=870924 Comment: presenta un error alto en la magnitud de 6,8 % de HUMEDAD RELATIVA.
Note on P178: [Threaded comment] Your version of Excel allows you to read this threaded comment; however, any edits to it will get removed if the file is opened in a newer version of Excel. Learn more: https://go.microsoft.com/fwlink/?linkid=870924 Comment: SE RECOEMINDA DAR DE BAJA POR CALIBRACIÓN
Note on Q178: [Threaded comment] Your version of Excel allows you to read this threaded comment; however, any edits to it will get removed if the file is opened in a newer version of Excel. Learn more: https://go.microsoft.com/fwlink/?linkid=870924 Comment: SE RECOEMINDA DAR DE BAJA POR CALIBRACIÓN
Note on R178: [Threaded comment] Your version of Excel allows you to read this threaded comment; however, any edits to it will get removed if the file is opened in a newer version of Excel. Learn more: https://go.microsoft.com/fwlink/?linkid=870924 Comment: SE RECOEMINDA DAR DE BAJA POR CALIBRACIÓN
Note on S178: [Threaded comment] Your version of Excel allows you to read this threaded comment; however, any edits to it will get removed if the file is opened in a newer version of Excel. Learn more: https://go.microsoft.com/fwlink/?linkid=870924 Comment: SE RECOEMINDA DAR DE BAJA POR CALIBRACIÓN
Note on T178: [Threaded comment] Your version of Excel allows you to read this threaded comment; however, any edits to it will get removed if the file is opened in a newer version of Excel. Learn more: https://go.microsoft.com/fwlink/?linkid=870924 Comment: SE RECOEMINDA DAR DE BAJA POR CALIBRACIÓN
Note on U178: [Threaded comment] Your version of Excel allows you to read this threaded comment; however, any edits to it will get removed if the file is opened in a newer version of Excel. Learn more: https://go.microsoft.com/fwlink/?linkid=870924 Comment: SE RECOEMINDA DAR DE BAJA POR CALIBRACIÓN
Note on V178: [Threaded comment] Your version of Excel allows you to read this threaded comment; however, any edits to it will get removed if the file is opened in a newer version of Excel. Learn more: https://go.microsoft.com/fwlink/?linkid=870924 Comment: SE RECOEMINDA DAR DE BAJA POR CALIBRACIÓN
Note on W178: [Threaded comment] Your version of Excel allows you to read this threaded comment; however, any edits to it will get removed if the file is opened in a newer version of Excel. Learn more: https://go.microsoft.com/fwlink/?linkid=870924 Comment: SE RECOEMINDA DAR DE BAJA POR CALIBRACIÓN
Note on X178: [Threaded comment] Your version of Excel allows you to read this threaded comment; however, any edits to it will get removed if the file is opened in a newer version of Excel. Learn more: https://go.microsoft.com/fwlink/?linkid=870924 Comment: SE RECOEMINDA DAR DE BAJA POR CALIBRACIÓN
Note on Y178: [Threaded comment] Your version of Excel allows you to read this threaded comment; however, any edits to it will get removed if the file is opened in a newer version of Excel. Learn more: https://go.microsoft.com/fwlink/?linkid=870924 Comment: SE RECOEMINDA DAR DE BAJA POR CALIBRACIÓN
Note on Z178: [Threaded comment] Your version of Excel allows you to read this threaded comment; however, any edits to it will get removed if the file is opened in a newer version of Excel. Learn more: https://go.microsoft.com/fwlink/?linkid=870924 Comment: SE RECOEMINDA DAR DE BAJA POR CALIBRACIÓN
Note on G179: [Threaded comment] Your version of Excel allows you to read this threaded comment; however, any edits to it will get removed if the file is opened in a newer version of Excel. Learn more: https://go.microsoft.com/fwlink/?linkid=870924 Comment: renovacion 2027, desviación de -10.5%HR
Note on H195: [Threaded comment] Your version of Excel allows you to read this threaded comment; however, any edits to it will get removed if the file is opened in a newer version of Excel. Learn more: https://go.microsoft.com/fwlink/?linkid=870924 Comment: renovación 2027
Note on H197: [Threaded comment] Your version of Excel allows you to read this threaded comment; however, any edits to it will get removed if the file is opened in a newer version of Excel. Learn more: https://go.microsoft.com/fwlink/?linkid=870924 Comment: renovación 2025
Note on S197: [Threaded comment] Your version of Excel allows you to read this threaded comment; however, any edits to it will get removed if the file is opened in a newer version of Excel. Learn more: https://go.microsoft.com/fwlink/?linkid=870924 Comment: error -7%
Note on H199: [Threaded comment] Your version of Excel allows you to read this threaded comment; however, any edits to it will get removed if the file is opened in a newer version of Excel. Learn more: https://go.microsoft.com/fwlink/?linkid=870924 Comment: Renovación 2027
Note on H209: [Threaded comment] Your version of Excel allows you to read this threaded comment; however, any edits to it will get removed if the file is opened in a newer version of Excel. Learn more: https://go.microsoft.com/fwlink/?linkid=870924 Comment: Renovación 2025
Note on S209: [Threaded comment] Your version of Excel allows you to read this threaded comment; however, any edits to it will get removed if the file is opened in a newer version of Excel. Learn more: https://go.microsoft.com/fwlink/?linkid=870924 Comment: error 7.5%
Note on H216: [Threaded comment] Your version of Excel allows you to read this threaded comment; however, any edits to it will get removed if the file is opened in a newer version of Excel. Learn more: https://go.microsoft.com/fwlink/?linkid=870924 Comment: Renovación 2025
Note on S216: [Threaded comment] Your version of Excel allows you to read this threaded comment; however, any edits to it will get removed if the file is opened in a newer version of Excel. Learn more: https://go.microsoft.com/fwlink/?linkid=870924 Comment: error 8.5%
Note on H223: [Threaded comment] Your version of Excel allows you to read this threaded comment; however, any edits to it will get removed if the file is opened in a newer version of Excel. Learn more: https://go.microsoft.com/fwlink/?linkid=870924 Comment: renovación 2027
Note on S223: [Threaded comment] Your version of Excel allows you to read this threaded comment; however, any edits to it will get removed if the file is opened in a newer version of Excel. Learn more: https://go.microsoft.com/fwlink/?linkid=870924 Comment: error - 9.7%
Note on H224: [Threaded comment] Your version of Excel allows you to read this threaded comment; however, any edits to it will get removed if the file is opened in a newer version of Excel. Learn more: https://go.microsoft.com/fwlink/?linkid=870924 Comment: Renovación 2027 Desviación de -11.5 %HR
Note on B241: [Threaded comment] Your version of Excel allows you to read this threaded comment; however, any edits to it will get removed if the file is opened in a newer version of Excel. Learn more: https://go.microsoft.com/fwlink/?linkid=870924 Comment: SE ENCUENTRA EN BIOMEDICA
Note on P310: [Threaded comment] Your version of Excel allows you to read this threaded comment; however, any edits to it will get removed if the file is opened in a newer version of Excel. Learn more: https://go.microsoft.com/fwlink/?linkid=870924 Comment: REPROGRAMADO POR FIRMA DE CONTRATO (EJECUTADO EN MARZO)
Note on H321: [Threaded comment] Your version of Excel allows you to read this threaded comment; however, any edits to it will get removed if the file is opened in a newer version of Excel. Learn more: https://go.microsoft.com/fwlink/?linkid=870924 Comment: presenta un error alto en la magnitud de 7,9% de HUMEDAD RELATIVA. Reply: renovación 2027
Note on Q321: [Threaded comment] Your version of Excel allows you to read this threaded comment; however, any edits to it will get removed if the file is opened in a newer version of Excel. Learn more: https://go.microsoft.com/fwlink/?linkid=870924 Comment: error 7.9%

## Hoja1
CENTRAL DE ESTERILIZACION | LAVADORA TERMODESINFECTORA | STERIS | AMSCO2532 | 3630323007 | 20107
CENTRAL DE ESTERILIZACION | LAVADORA ULTRASONIDO | STERIS | INNOWAVE PCF | 11247480703 | 20106
CONSULTA EXTERNA | BODEGA CONSULTA EXTERNA | TERMOHIGROMETRO | KEX GERMANY | SH109 | 45216 | 19168
ARCHIVO | ARCHIVO CENTRAL CASA ADMINISTRATIVA | TERMOHIGROMETRO | SIN MARCA | SIN MODELO | SIN SERIE | 16760
CENTRO MEDICO | CONSULTORIO 107 UROLOGIA | TERMOHIGROMETRO | KEX GERMANY | SH-109 | 36955 | 18029
ESTERILIZACION | ESTERIL ETO | TERMOHIGROMETRO | KEX GERMANY | SH-109 | 22693 | 14874
SALAS DE CX | BODEGA INTERNA | TERMOHIGROMETRO | KEX GERMANY | SH-109 | SIN SERIE | 14894
SALAS DE CX | BODEGA INTERNA | TERMOHIGROMETRO | KEX GERMANY | SH-109 | SIN SERIE | 15624
URGENCIAS ADULTO | REANIMACION ADULTOS - CARRO DE PARO | TERMOHIGROMETRO | KEX GERMANY | SH-109 | 31033 | 16783
ARCHIVO | ARCHIVO DE HISTORIAS CLINICAS | TERMOHIGROMETRO | KEX GERMANY | SH-109 | SIN SERIE | 11665
CENTRO MEDICO | BODEGA CONSULTA EXTERNA | TERMOHIGROMETRO | KEX GERMANY | SH109 | 36957 | 18028
CENTRO MEDICO | CONSULTORIO 107 UROLOGIA | TERMOHIGROMETRO | KEX GERMANY | SH-109 | 36956 | 18030
ALMACEN Y COMPRAS | ALMACEN Y COMPRAS | TERMOHIGROMETRO | KEX GERMANY | SH-109 | NA | 13442
SALAS DE CX | TROMBOELASTOGRAFO | TERMOHIGROMETRO | KEX GERMANY | SH-109 | ta 30573 | 19978
URGENCIAS PEDIATRIA | CARRO DE PARO OBSERVACION PEDIATRIA | TERMOHIGROMETRO | KEX GERMANY | SH-109 | SIN SERIE | 15621
NUTRICIÓN 2 PISO | BODEGA DE LACTARIO | TERMOHIGROMETRO | KEX GERMANY | ETP101 | SIN SERIE | 14414
SALAS DE CX | GASTROENTEROLOGIA | TERMOHIGROMETRO | KEX GERMANY | SH109 | 23382 | 16060
URGENCIAS PEDIATRIA | BODEGA INSUMOS | TERMOHIGROMETRO | KEX GERMANY | SH-109 | 21011 | 15166
GINECOLOGÍA | SALA DE PARTOS 1 | TERMOMETRO | KEX GERMANY | RT 803 | 33340 | 16932
HOSPIALIZACION | HOSPIALIZACION 3A NEVERA | TERMOMETRO | KEX GERMANY | RT 803 | 33341 | 16930
GINECOLOGÍA | CARRO DE CODIGO ROJO | TERMOHIGROMETRO | KEX GERMANY | SH-109 | 36612 | 18026
HOSPITALIZACIÓN | HOSPITALIZACION 5A - NEVERA | TERMOHIGROMETRO | KEX GERMANY | SH-109 | 46977 | 19573
HOSPITALIZACIÓN | ONCOLOGIA P2 | TERMOMETRO | THERMOMETER | SIN MODELO | SIN SERIE | 2253
SALAS DE CX | SALAS DE CX 6 | TERMOMETRO | KEX GERMANY | RT 803 | 33342 | 16929
SALAS DE CX | SALAS DE CX SALA 14 | TERMOMETRO | KEX GERMANY | RT 803 | 33339 | 16928
SALAS DE CX | SALAS DE CX | PESA PAÑAL | SECA | 856 | 8856270220998 | 19598
URGENCIAS PEDIATRIA | TRIAGE | BASCULA | HELTH O METER | 880KL | 88042210000017 | 18237
CONSULTA EXTERNA | BODEGA CONSULTA EXTERNA | TENSIOMETRO PORTATIL | WELCH ALLYN | DS45-11C | 200404022337 | 19611
CONSULTA EXTERNA | CONSULTORIO 20 | TENSIOMETRO PORTATIL | WELCH ALLYN | DS45-11C | 201026121818 | 19612